## All Projects
Additional Order 1000 Data - Required for Independent Transmission Developers (ITDs)
General Information | [19 empty] | Information for Applying ITD Transmission Criteria | [12 empty] | Information for Applying ITD Generation Criteria | [6 empty] | Additional Information
WestConnect Project ID | Project Sponsor (Entity) | Project Name | Project Description | Project Purpose | Drivers of Project | If your company is a TOLSO, is this project needed to meet currently enacted public policy requirement(s)? (Put "N/A" if not a TOLSO) | If your company is a TOLSO, what specific enacted public policies would no longer be met without this project? (Put "N/A" if no associated public policies) | Facility Type | Primary Project Voltage | Project Development Status | Project Origin Point/Location | Project Termination Point | Project In-Service Year | Subregional Planning Group(s) | Is Sponsor a WestConnect TOLSO? | Project Contact Name | Project Contact Phone | Project Contact Email |  | Project Map URL | Has a system impact study been completed which has been approved by all interconnecting system facility owner(s) and affected system owner(s)? | If the project has undergone a system impact study, does the project definition provided above include any and all infrastructure required to mitigate the surrounding system impact of the project in accordance with applicable NERC criteria? | Has the project been assumed in service for the purposes of a WestConnect TOLSO Member’s local planning process? List all TOLSO Members that apply. | Has the project executed construction or EPC (Engineering, Procurement, Construction) contracts of at least 50% of the project’s total construction/EPC costs? | If yes, describe the financial arrangements that enabled the project to execute the contracts. | If yes, provide details regarding the construction commitments (e.g., contractor, start date). | Does the project have executed binding transmission service agreements (TSAs) with credit-worthy counterparties that allow the project developer to recover at least 70% of the revenue requirement of the project? | If yes, and: ▪ The project developer is FERC-jurisdictional, please provide the date(s) the TSAs were either filed with FERC or included in the developer’s Electric Quarterly Reports, as applicable OR ▪ The project developer is not FERC-jurisdictional, provide the date(s) of when the TSAs were executed | Is/are federal permit(s) required for the project? | If yes, has a ROD been issued? | Is/are state permit(s) required for the project? | If yes, has/have all necessary permits been obtained? | Does the non-TOLSO transmission project have associated generation that is requested to be modeled in the WestConnect base cases? | Provide the generation capacity (MW) | Provide the generation technology(ies) | Provide the generation point-of-interconnection. | Provide the sink of the generation (general area, not necessarily a specific load serving entity) to WestConnect, for modeling purposes. | Does the generation have binding, FERC approved, transmission service agreements with all WestConnect member entities, as applicable, along the path from source to sink, or at least as far as the WestConnect planning region boundary, including with the non-TOLSO transmission project? | Does the generator developer have an interconnection agreement with the interconnecting transmission provider, which is either executed or filed with FERC? | Provide any further information or detail about the project for consideration in WestConnect’s Regional Transmission Planning Process. | Project Contact Street Address | Project Contact City | Project Contact Country | Project Contact State/Province | Project Contact Zip | Project Contact Name (2) | Project Contact Email (2) | Project Contact Street Address (2) | Project Contact City (2) | Project Contact Country (2) | Project Contact State/Province (2) | Project Contact Zip (2) | Project Contact Phone Number (2)
projectid | Sponsor | ProjectName | Description | Purpose | Drivers | NeededForPublicPolicy_YorN | PublicPoliciesInvolved | FacilityType | Voltage | Development | Origin | Termination | InService | SubRegionalID_Name | WestConnect_TO_YorN | ContactName | Phone | Email | wcprojectID | Project_Map_URL | System_Impact_Study_YorN | All_Req_Infrastructure_Identifyied | Project_Inservice_for_Local_Planning_Process | Financing_Commitment | Financial_Arrangments | Construction_Commitments | Have_Project_Transmission_Service_Agreements | Transmission_Service_Agreement_Date | Federal_Permit_Required_YorN | Federal_Permit_ROD_YorN | State_Permit_Required_YorN | State_Permit_Obtained_YorN | Associated_Gen_YorN | Assoc_Gen_Cap | Assoc_Gen_Tech | Assoc_Gen_POI | Assoc_Gen_Sink | Assoc_Gen_TSA_YorN | Assoc_Gen_IA_YorN | Further_Details | Contact_Street_Address | Contact_City | Contact_Country | Contact_State_Province | Contact_Zip | Contact2_Name | Contact2_Email | Contact2_Street | Contact2_City | Contact2_Country | Contact2_State_Province | Contact2_Zip | Contact2_Phone | modifieddate | ChangeTime | POST_DATE | DateProjectEntered | ModEmail | ModFile | Sort Levels: | projectid
5 | Tucson Electric Power | Marana 138/13.8 kV Substation | New substation, loop-in of Tortolita - North Loop 138kV line #118. | Load Serving | Load Serving | No | N/A | Substation | 138 kV | Planned | Tortolita 138kV Substation | North Loop 138kV bus | 2024 | SWAT | Yes | Todd Lichtas, Transmission Planning | (520) 917-6634 | tlichtas@tep.com | 2024-5 | [34 empty] | 2022-01-11 08:13 |  | 2022-01-28 |  | tlichtas@tep.com | Modified TPPL V1 TEP 2022-01-28 08-06-15.XLSX
17 | Public Service Company of New Mexico | Alamogordo Voltage Support Phase II | Install Voltage Support at Alamogordo | Prevent low voltage in the Alamogordo area for several contingencies during peak load conditions. | Reliability | No | N/A | Other | 115 kV | Conceptual | Alamogordo | N/A | 2032 | SWAT | Yes | George Nail | 505-241-2574 | george.nail@pnm.com | 2032-17 |  |  | Yes | PNM | Yes | Local Project |  |  |  | No | No | No | No | [21 empty] | 2022-01-09 15:28 |  | 2022-01-10 |  | george.nail@pnm.com | Modified TPPL V1 PNM 2022-01-09 16-11-48.XLSX
21 | Western Area Power Administration - DSW | Bouse – Kofa | Replace all H‐frame structures with Light Duty Steel H‐Frame structures and replace existing 300 kcmil copper conductor with 336.4 kcmil ACSS. | Rebuild failing 65 year old 161 kV wood pole transmission line. Increase capacity on system south of Parker substation.Support local load growth. Purpose is "Reliabiliity" in a sense that it would be primarily needed to maintain continued service of existing transmission facilities (rather than mitigate a potential overload observed in a TPL study). | Primarily reliability & secondarily economic | No | N/A | Transmission Line | 161 kV | Planned | Bouse 161 kV Substation | Kofa 161 kV Substation | 2025 | SWAT | Yes | Jeff Newby | (602) 605-2689 | newby@wapa.gov | 2025-21 | [34 empty] | 2022-01-20 14:23 |  | 2022-01-24 |  | newby@wapa.gov | Modified TPPL V1 WALC 2022-01-20 14-58-16.XLSX
24 | Arizona Public Service | Northeastern Arizona - Phoenix 500kV line | A new 500kV line from the northeastern Arizona area to the Phoenix Metropolitan area. | This project is being explored as a means to provide access to potential resources and deliver them to the Phoenix Metropolitan area. | Economic | No | N/A | Transmission Line | 500 kV AC | Conceptual | TBD | A new or existing substation in or around the Phoenix Metropolitan area | TBD | SWAT | Yes | Chris M. Fecke-Stoudt, P.E. | (602) 371-6626 | Christopher.FeckeStoudt@aps.com | TBD-24 | [34 empty] | 2020-01-27 10:38 |  | 2020-02-05 |  | christopher.feckestoudt@aps.com | Modified TPPL V1 APS 2020-01-31 15-14-05.XLSX
30 | Western Area Power Administration - DSW | Dome Tap-Gila | Replace all H-frame structures with Light Duty Steel H-Frame Structures and replace existing 300 kcmil copper conductor with 336.4 kcmil ACSS. | Rebuild failing 65 year old 161 kV wood pole transmission line. Increase capacity on system south of Parker substation.Support local load growth. Purpose is "Reliabiliity" in a sense that it would be primarily needed to maintain continued service of existing transmission facilities (rather than mitigate a potential overload observed in a TPL study). | Primarily reliability & secondarily economic | No | N/A | Transmission Line | 161 kV | Planned | Dome Tap 161 kV Substation | Gila 161 kV Substation | 2022 | SWAT | Yes | Jeff Newby | (602) 605-2689 | newby@wapa.gov | 2022-30 | [34 empty] | 2022-01-20 14:27 |  | 2022-01-24 |  | newby@wapa.gov | Modified TPPL V1 WALC 2022-01-20 14-58-16.XLSX
44 | Arizona Public Service | Komatke 230/69kV Substation | Interconnect a new 230/69kV substation into the existing Panda-Freedom 230kV line. Note: There will not be an interconnection with the 500kV Jojoba switchyard. | This project is needed to provide the electrical source and support to the sub-transmission system to serve the increasing need for electric energy for the growing communities in the area; such as Buckeye, Goodyear, and Gila Bend. The project will increase the reliability and continuity of service for those areas. | Reliability | No | N/A | Substation | 230 kV | Conceptual | Freedom-Panda 230kV line near the existing Jojoba 500kV switchyard; Sec 25, T2S, R4W | Komatke 230/69kV substation to be built adjacent to the existing Jojoba 500kV switchyard; Sec. 25, T2S, R4W. | TBD | SWAT | Yes | Chris M. Fecke-Stoudt, P.E. | (602) 371-6626 | Christopher.FeckeStoudt@aps.com | TBD-44 | [34 empty] | 2020-01-29 08:09 |  | 2020-02-05 |  | christopher.feckestoudt@aps.com | Modified TPPL V1 APS 2020-01-31 15-14-05.XLSX
46 | Western Area Power Administration - DSW | Kofa – Dome Tap | Replace all H-frame structures with Light Duty Steel H-Frame Structures and replace existing 300 kcmil copper conductor with 336.4 kcmil ACSS. | Rebuild failing 65 year old 161 kV wood pole transmission line. Increase capacity on system south of Parker substation.Support local load growth. Purpose is "Reliabiliity" in a sense that it would be primarily needed to maintain continued service of existing transmission facilities (rather than mitigate a potential overload observed in a TPL study). | Primarily reliability & secondarily economic | No | N/A | Transmission Line | 161 kV | Planned | Kofa 161 kV Substation | Dome 161 kV Substation | 2025 | SWAT | Yes | Jeff Newby | (602) 605-2689 | newby@wapa.gov | 2025-46 | [34 empty] | 2022-01-20 14:26 |  | 2022-01-24 |  | newby@wapa.gov | Modified TPPL V1 WALC 2022-01-20 14-58-16.XLSX
52 | Arizona Public Service | North Gila - Orchard 230kV Line | A new 230kV transmission line to be constructed from the North Gila substation to a new Orchard 230/69kV substation located within the Yuma area. This line will be constructed as a double circuit 230kV capable line, but initially operated as a single circuit. | This project is needed to serve the increasing need for electric energy in the city of Yuma. Additionally, improved reliability and continuity of service will result for the growing Yuma County. | Reliability | No | N/A | Transmission Line and Substation | 230 kV | Planned | North Gila substation | Orchard substation | 2022 | SWAT | Yes | Chris M. Fecke-Stoudt, P.E. | (602) 371-6626 | Christopher.FeckeStoudt@aps.com | 2022-52 | [34 empty] | 2022-01-18 09:09 |  | 2022-01-31 |  | christopher.feckestoudt@aps.com | Modified TPPL V1 APS 2022-01-31 13-26-12.XLSX
70 | Western Area Power Administration - DSW | Parker – Headgate Rock | Replace all wood H-frame structures with 230 kV steel monopoles and existing 477 ACSR conductor with double circuit 1272 ACSS. The Parker-Bouse line would share structures with this line. Continuing spec development, once spec is completed, project will be on hold | Rebuild failing 65 year old 161 kV wood pole transmission line. Increase capacity on system south of Parker substation. Support local load growth. Purpose is "Reliabiliity" in a sense that it would be primarily needed to maintain continued service of existing transmission facilities (rather than mitigate a potential overload observed in a TPL study). | Primarily reliability & secondarily economic | No | N/A | Transmission Line | 161 kV | Conceptual | Parker 161 kV Substation | Headgate Rock 161 kV Substation | TBD | SWAT | Yes | Stephanie Benjes | (602) 605-2793 | benjes@wapa.gov | TBD-70 | [34 empty] | 2018-01-17 16:07 |  | 2018-01-31 |  | benjes@wapa.gov | Modified TPPL V1 WALC 2018-01-19 14-09-23.XLSX
71 | Western Area Power Administration - DSW | Parker – Blythe | Replace all wood H-frame structures with 230 kV steel monopoles and existing 477 ACSR conductor with 1272 ACSS. This project is not currently in Western-DSW's ten year plan, though it may still be a conceptual consideration. | Rebuild failing 65 year old 161 kV wood pole transmission line. Increase capacity on system south of Parker substation.Support local load growth. Purpose is "Reliabiliity" in a sense that it would be primarily needed to maintain continued service of existing transmission facilities (rather than mitigate a potential overload observed in a TPL study). | Primarily reliability & secondarily economic | No | N/A | Transmission Line | 161 kV | Planned | Parker 161 kV Substation | Blythe 161 kV Substation | 2026 | SWAT | Yes | Jeff Newby | (602) 605-2689 | newby@wapa.gov | 2026-71 | [34 empty] | 2022-01-20 14:52 |  | 2022-01-24 |  | newby@wapa.gov | Modified TPPL V1 WALC 2022-01-20 14-58-16.XLSX
76 | Salt River Project | Abel - Pfister - Ball 230kV | This project consists of a new 230 kV double-circuit transmission line that will bisect and connect the existing Santan – Schrader 230 kV Transmission Circuit #2 to Abel 230 kV Substation. The new double circuit 230 kV transmission line will be routed generally south and east from a point on the Santan – Schrader 230 kV Transmission Line near the existing Moody 69 kV Substation and future Ball (RS-17) 230 kV Substation to the future Pfister (RS-24) 230 kV Substation in the southeastern portion of the town of Queen Creek. From the Pfister 230 kV Substation, the 230 kV transmission line will continue south and east to the Abel 230 kV Substation. | This project was originally proposed to serve long-term load growth in the southeast valley. The current timeline reflects two roles; a near-term reliability need driven by new generation resources connecting near Abel Substation and as the southern termination for the Southeast Power Link project needed to serve load in the southeast valley. | Reliability | No | N/A | Transmission Line | 230 kV | Planned | Schrader | Abel | 2023 | SWAT | Yes | Daniel McGuire | 602.236.3818 | daniel.mcguire@srpnet.com | 2023-76 | [34 empty] | 2022-01-28 12:51 |  | 2022-02-02 |  | daniel.mcguire@srpnet.com | 220209 SRP supplemental updates.pdf¦Modified TPPL V1 SRP 2022-02-01 16-19-13.XLSX
85 | Arizona Public Service | Buckeye - TS11 - Sun Valley 230kV Line | A new 230kV transmission line between the future Sun Valley substation and the Buckeye substation. This project may be constructed with double circuit capability, but initially operated as a single circuit. | This project will be needed to serve the increasing need for electric energy in the west and northwest portions of the Phoenix Metropolitan area. Additionally, improved reliability and continuity of service will result for this fast growing portion of Maricopa County. This line will provide the first portion of the transmission infrastructure in this previously undeveloped area. | Reliability | No | N/A | Transmission Line | 230 kV | Conceptual | Sun Valley substation | Buckeye substation | TBD | SWAT | Yes | Chris M. Fecke-Stoudt, P.E. | (602) 371-6626 | Christopher.FeckeStoudt@aps.com | TBD-85 | [34 empty] | 2020-01-27 12:01 |  | 2020-02-05 |  | christopher.feckestoudt@aps.com | Modified TPPL V1 APS 2020-01-31 15-14-05.XLSX
86 | Arizona Public Service | Sun Valley - TS10 - TS11 230kV Line | This project is a new 230kV transmission line that would be constructed in the area north and west of the future Sun Valley substation. This project may be constructed with double circuit capability, but initially operated as a single circuit. | This project will be needed to serve the increasing need for electric energy in the west and northwest portions of the Phoenix Metropolitan area. Additionally, improved reliability and continuity of service will result for this fast growing portion of Maricopa County. This line will provide the first portion of the transmission infrastructure in this previously undeveloped area. | Reliability | No | N/A | Transmission Line | 230 kV | Conceptual | Sun Valley substation | TS11 substation | TBD | SWAT | Yes | Chris M. Fecke-Stoudt, P.E. | (602) 371-6626 | Christopher.FeckeStoudt@aps.com | TBD-86 | [34 empty] | 2020-01-27 12:02 |  | 2020-02-05 |  | christopher.feckestoudt@aps.com | Modified TPPL V1 APS 2020-01-31 15-14-05.XLSX
88 | Arizona Public Service | Morgan - Sun Valley 230kV Line | This project is a new 230kV transmission line that would be constructed in the area north of the future Sun Valley substation. It is anticipated that at least a portion of this line would be constructed on the double circuit structures as the Sun Valley-Morgan 500kV line with an unknown number of future 230/69kV substations interconnected along the line. (Anticipated In-Service from 2024-2026) | This project will be needed to provide a transmission source to serve future load that emerges in the currently undeveloped areas south and west of Lake Pleasant. | Reliability | No | N/A | Transmission Line | 230 kV | Conceptual | Sun Valley substation | Morgan substation | TBD | SWAT | Yes | Chris Fecke-Stoudt, P.E. | (602) 371-6626 | Christopher.FeckeStoudt@aps.com | TBD-88 | [34 empty] | 2020-01-29 08:17 |  | 2020-02-05 |  | christopher.feckestoudt@aps.com | Modified TPPL V1 APS 2020-01-31 15-14-05.XLSX
93 | Arizona Public Service | Pinal Central - Sundance 230kV Line | A new 230kV transmission line from the Sundance Generating Facility to the future Pinal Central substation. This line would be built double circuit 230kV capable, but initially operated as a single circuit. | This project will serve increasing loads in Pinal County and will improve reliability and continuity of service for the rapidly growing communities in the area. Also, the project will increase the reliability of the Sundance facility by providing a transmission line in a separate corridor than the existing lines that exit the plant. This project, in conjunction with the Desert Basin-Pinal Central 230kV project, will allow APS the ability to deliver energy from the Sundance Generation facility over APS's system, thereby increasing the availability and reducing the long-term costs to deliver the energy. | Reliability | No | N/A | Transmission Line | 230 kV | Conceptual | Sundance substation | Pinal Central substation | TBD | SWAT | Yes | Chris M. Fecke-Stoudt, P.E. | (602) 371-6626 | Christopher.FeckeStoudt@aps.com | TBD-93 | [34 empty] | 2020-01-29 08:18 |  | 2020-02-05 |  | christopher.feckestoudt@aps.com | Modified TPPL V1 APS 2020-01-31 15-14-05.XLSX
100 | Tucson Electric Power | Lago Del Oro 138/13.8 kV Substation | New substation supplied by new 138kV line from Rancho Vistoso | Load Serving | Load Serving | No | N/A | Substation | 138 kV | Planned | Rancho Vistoso 138 kV bus | Lago Del Oro 138 kV bus | 2028 | SWAT | Yes | Todd Lichtas, Transmission Planning | (520) 917-6634 | tlichtas@tep.com | 2028-100 | [34 empty] | 2022-01-11 07:54 |  | 2022-01-28 |  | tlichtas@tep.com | Modified TPPL V1 TEP 2022-01-28 08-06-15.XLSX
102 | Tucson Electric Power | Corona 138/13.8 kV Substation | New 138/13.8kV Substation, loop-in of Irvington - Sonoran 138kV circuit #3. | Load Serving | Load Serving/Reliability | No | N/A | Substation | 138 kV | Planned | Irvington 138 kV bus | Sonoran 138kV bus | 2029 | SWAT | Yes | Todd Lichtas, Transmission Planning | (520) 917-6634 | tlichtas@tep.com | 2029-102 | [34 empty] | 2022-01-11 07:57 |  | 2022-01-28 |  | tlichtas@tep.com | Modified TPPL V1 TEP 2022-01-28 08-06-15.XLSX
103 | Tucson Electric Power | Craycroft-Barril 138/13.8 kV Substation | New 138/13.8kV Substation, loop-in of Snyder - Northeast 138 kV line | Load Serving | Load Serving/Reliability | No | N/A | Substation | 138 kV | Planned | NorthEast Loop 138 kV bus | Snyder 138 kV bus | 2027 | SWAT | Yes | Todd Lichtas, Transmission Planning | (520) 917-6634 | tlichtas@tep.com | 2027-103 | [34 empty] | 2022-01-11 07:59 |  | 2022-01-28 |  | tlichtas@tep.com | Modified TPPL V1 TEP 2022-01-28 08-06-15.XLSX
106 | Tucson Electric Power | Golden Valley 230kV Transmission Line | New 230 kV line | Improve load serving capability to West Golden Valley | Economic/Reliability | No | N/A | Transmission Line | 230 kV | Planned | Harris Substation 230kV bus | Mineral Park Substation 230kV bus | 2027 | SWAT | Yes | Todd Lichtas, Transmission Planning | (520) 917-6634 | tlichtas@tep.com | 2027-106 | [34 empty] | 2022-01-11 08:05 |  | 2022-01-28 |  | tlichtas@tep.com | Modified TPPL V1 TEP 2022-01-28 08-06-15.XLSX
108 | Tucson Electric Power | Griffith - N. Havasu 69/230kV Transmission Line | 230kV Transmission Line | Reinforce the existing transmission grid and provide interconnection between UNSE load centers in Mohave County. | Reliability | No | N/A | Transmission Line | 230 kV | Conceptual | Griffith | N. Havasu | 2030 | SWAT | Yes | Todd Lichtas, Transmission Planning | (520) 917-6634 | tlichtas@tep.com | TBD-108 | [34 empty] | 2018-01-11 14:50 |  | 2018-02-06 |  | tlichtas@tep.com | Modified TPPL V1 TEP 2022-01-28 08-06-15.XLSX
109 | Tucson Electric Power | Harrison 138/13.8 kV Substation | New substation, loop-in of East Loop - Roberts 138 kV line | Load Serving | Load Serving/Reliability | No | N/A | Substation | 138 kV | Under Construction | East Loop 138kV Substation | Roberts 138kV Substation | 2022 | SWAT | Yes | Todd Lichtas, Transmission Planning | (520) 917-6634 | tlichtas@tep.com | 2022-109 | [34 empty] | 2022-01-11 15:59 |  | 2022-01-28 |  | tlichtas@tep.com | Modified TPPL V1 TEP 2022-01-28 08-06-15.XLSX
110 | Tucson Electric Power | Hartt 138/13.8 kV Substation | New substation, loop-in of South - Green Valley 138 kV line | Load Serving | Load Serving/Reliability | No | N/A | Substation | 138 kV | Planned | South 138 kV bus | Green Valley 138 kV bus | 2024 | SWAT | Yes | Todd Lichtas, Transmission Planning | (520) 917-6634 | tlichtas@tep.com | 2024-110 | [34 empty] | 2022-01-11 08:11 |  | 2022-01-28 |  | tlichtas@tep.com | Modified TPPL V1 TEP 2022-01-28 08-06-15.XLSX
112 | Tucson Electric Power | Marana 138-kV Transmission Line | New double circuit line to loop-in Tortolita - North Loop 138kV line #118. | Load Serving | Load Serving/Reliability | No | N/A | Transmission Line | 138 kV | Planned | North Loop 138-kV bus | Marana 138-kV bus | 2024 | SWAT | Yes | Todd Lichtas, Transmission Planning | (520) 917-6634 | tlichtas@tep.com | 2024-112 | [34 empty] | 2022-01-11 08:17 |  | 2022-01-28 |  | tlichtas@tep.com | Modified TPPL V1 TEP 2022-01-28 08-06-15.XLSX
166 | Arizona Public Service | Orchard - Yucca 230kV Line | A new 230kV transmission line to be constructed between the future Orchard substation and the Yucca substation. The project may be constructed with double circuit capability. | This project will be needed to serve the increasing need for electric energy in the city of Yuma. Additionally, improved reliability and continuity of service will result for the fast growing Yuma County. | Reliability | No | N/A | Transmission Line | 230 kV | Conceptual | Yucca substation | Orchard substation | TBD | SWAT | Yes | Chris M. Fecke-Stoudt, P.E. | (602) 371-6626 | Christopher.FeckeStoudt@aps.com | TBD-166 | [34 empty] | 2020-01-27 12:05 |  | 2020-02-05 |  | christopher.feckestoudt@aps.com | Modified TPPL V1 APS 2020-01-31 15-14-05.XLSX
176 | Western Area Power Administration - RMR | Lovell - Yellowtail #1 and #2 Rebuild | Rebuild old 115-kV lines between Yellowtail and Lovell Phase 3 | Re-build 2 parallel 115-kV wood pole lines to 115-kV constructed wood; 795 ACSS conductor. Will increase the overall transfer capability of the Yellowtail - South path (YTS) to 700 MW. | Reliability | No | N/A | Transmission Line | 115 kV | Under Construction | Yellowtail Substation | Lovell Substation | 2023 | CCPG | Yes | Jason Parker | 970-461-7394 | parker@wapa.gov | 2023-176 | [34 empty] | 2020-01-10 10:27 |  | 2020-01-27 |  | parker@wapa.gov | Modified TPPL V1 WACM 2020-01-10 10-39-28.XLSX
194 | Arizona Public Service | El Sol - Westwing 230kV Line | A new 230kV transmission line to be constructed between the Westwing substation and the El Sol substation. | This line will be needed to increase system capacity to serve growing demand for electric energy in the Phoenix Metropolitan area, while maintaining system reliability and integrity for delivery of bulk power from the Westwing substation south into the APS Phoenix Metropolitan area 230kV transmission system. | Reliability | No | N/A | Transmission Line | 230 kV | Conceptual | Westwing substation | El Sol substation | TBD | SWAT | Yes | Chris M. Fecke-Stoudt, P.E. | (602) 371-6626 | Christopher.FeckeStoudt@aps.com | TBD-194 | [34 empty] | 2020-01-27 12:06 |  | 2020-02-05 |  | christopher.feckestoudt@aps.com | Modified TPPL V1 APS 2020-01-31 15-14-05.XLSX
271 | Tucson Electric Power | Winchester - Vail Double Circuit 345kV Line | New double circuit 345kV line and terminals | Increase load serving capability into SATS area | Reliability | No | N/A | Transmission Line | 345 kV | Conceptual | Winchester 345kV Bus | Vail 345kV Bus | TBD | SWAT | Yes | Todd Lichtas, Transmission Planning | (520) 917-6634 | tlichtas@tep.com | TBD-271 | [34 empty] | 2020-01-02 16:27 |  | 2020-01-27 |  | tlichtas@tep.com | Modified TPPL V1 TEP 2020-01-13 10-49-11.XLSX
301 | El Paso Electric Company | MOONGATE Substation | This is a new substation that will include one 33.6 MVA, 115/24.9 kV transformer. | To accommodate load growth in Las Cruces. | Reliability | No | N/A | Substation | 115 kV | Under Construction | MOONGATE | MOONGATE | 2022 | SWAT | Yes | David Tovar | (915) 543-4355 | dav.tovar@epelectric.com | 2022-301 | [34 empty] | 2022-04-13 10:53 |  | 2022-04-25 |  | Alejandro.Solis@epelectric.com | Modified TPPL V1 EPEC 2022-04-13 14-16-17.XLSX
305 | El Paso Electric Company | MOONGATE - Jornada Transmission Line | The 115 kV line is to be constructed with 954 ACSR conductor. This line also serves as part of the reliability enhancement for Apollo Substation. | This transmission path will enhance the reliability to Apollo in the event of a Cox-Apollo SS line outage, or a Jornada-Apollo line outage. | Reliability | No | N/A | Transmission Line | 115 kV | Under Construction | Jornada | MOONGATE | 2022 | SWAT | Yes | David Tovar | (915) 543-4355 | dav.tovar@epelectric.com | 2022-305 | [34 empty] | 2022-04-13 10:54 |  | 2022-04-25 |  | Alejandro.Solis@epelectric.com | Modified TPPL V1 EPEC 2022-04-13 14-16-17.XLSX
315 | El Paso Electric Company | NW2 (Verde) Substation 50 MVA Transformer | NW2 (Verde) Substation 50 MVA Transformer | Load Growth | Reliability | No | N/A | Substation | 115 kV | Planned | NW2 (Verde) | NW2 (Verde) | 2026 | SWAT | Yes | David Tovar | (915) 543-4355 | dav.tovar@epelectric.com | 2026-315 | [34 empty] | 2022-01-13 13:35 |  | 2022-01-24 |  | Alejandro.Solis@epelectric.com | Modified TPPL V1 EPEC 2022-01-24 12-58-05_bwbmod.XLSX
319 | El Paso Electric Company | Patriot Substation Transformer (T2) Addition | Patriot Substation Transformer (T2) Addition | Load Growth | Reliability | No | N/A | Transformer | 115 kV | Planned | Patriot | Patriot | 2023 | SWAT | Yes | David Tovar | (915) 543-4355 | dav.tovar@epelectric.com | 2023-319 | [34 empty] | 2022-01-13 13:46 |  | 2022-01-24 |  | Alejandro.Solis@epelectric.com | Modified TPPL V1 EPEC 2022-01-24 12-58-05_bwbmod.XLSX
333 | El Paso Electric Company | Uvas Substation 24 MVA Transformer Addition | Uvas Substation 24 MVA Transformer Addition | Load Growth | Reliability | No | N/A | Substation | 115 kV | Withdrawn | Uvas | Uvas | 2030 | SWAT | Yes | David Tovar | (915) 543-4355 | dav.tovar@epelectric.com | 2030-333 | [34 empty] | 2022-04-13 11:38 |  | 2022-04-25 |  | Alejandro.Solis@epelectric.com | Modified TPPL V1 EPEC 2022-04-13 14-16-17.XLSX
334 | El Paso Electric Company | Pipeline Substation 2x50 MVA Transformer Additions | Pipeline Substation 2x50 MVA Transformer Additions. One new transformer replacing an existing transformer. | Load Growth | Reliability | No | N/A | Transformer | 115 kV | Withdrawn | Pipeline | Pipeline | 2021 | SWAT | Yes | David Tovar | (915) 543-4355 | dav.tovar@epelectric.com | 2021-334 | [34 empty] | 2022-04-13 11:43 |  | 2022-04-25 |  | Alejandro.Solis@epelectric.com | Modified TPPL V1 EPEC 2022-04-13 14-16-17.XLSX
340 | Tucson Electric Power | Vail 345/138kV Transformer T4 | New 345/138kV Transformer Addition | TEP Load Serving Capability | Reliability | No | N/A | Transformer | 345 kV | Conceptual | Vail 345kV Express Line | Vail 138kV Bus | TBD | SWAT | Yes | Todd Lichtas, Transmission Planning | (520) 917-6634 | tlichtas@tep.com | TBD-340 | [34 empty] | 2020-01-02 16:27 |  | 2020-01-27 |  | tlichtas@tep.com | Modified TPPL V1 TEP 2020-01-13 10-49-11.XLSX
347 | Tucson Electric Power | Toro - Rosemont 138kV Line | Tap of existing South - Green Valley 138 kV line to Rosemont | Serve proposed industrial load at new Rosemont Substation | Economic/Load Serving | No | N/A | Transmission Line | 138 kV | Conceptual | Toro 138kV Bus | New Rosemont 138kV Bus | TBD | SWAT | Yes | Todd Lichtas, Transmission Planning | (520) 917-6634 | tlichtas@tep.com | TBD-347 | [34 empty] | 2022-01-11 08:37 |  | 2022-01-28 |  | tlichtas@tep.com | Modified TPPL V1 TEP 2022-01-28 08-06-15.XLSX
348 | Tucson Electric Power | Point of Interconnection 138kV Switchyard (Rosemont) | New 138kV Switchyard | Serve Rosemont Load | Economic/Load Serving | No | N/A | Substation | 138 kV | Conceptual | Intermediate point-of-interconnection between South and Green Valley 138kV Buses | Toro 138kV Bus | TBD | SWAT | Yes | Todd Lichtas, Transmission Planning | (520) 917-6634 | tlichtas@tep.com | TBD-348 | [34 empty] | 2022-01-11 09:02 |  | 2022-01-28 |  | tlichtas@tep.com | Modified TPPL V1 TEP 2022-01-28 08-06-15.XLSX
349 | Tucson Electric Power | Rancho Vistoso - Lago Del Oro 138kV Line | New 138kV Line | Load Serving | Load Serving/Reliability | No | N/A | Transmission Line | 138 kV | Planned | Rancho Vistoso 138kV Bus | Lago Del Oro 138kV Bus | 2028 | SWAT | Yes | Todd Lichtas, Transmission Planning | (520) 917-6634 | tlichtas@tep.com | 2028-349 | [34 empty] | 2022-01-11 09:39 |  | 2022-01-28 |  | tlichtas@tep.com | Modified TPPL V1 TEP 2022-01-28 08-06-15.XLSX
409 | San Luis River Colorado Project | SLRC Power Center, Transmission Line | The transmission lines, substation upgrades, and generator are known as the San Luis Rio Colorado Project. The project consists of the Power Center, consisting of the GDD Substation and gas fired power plant (to be constructed by Generadora Del Desierto, SA de C.V (GDD) These will be located approximately 1 mile from the border in Mexico, across from the US-Mexico border in San Luis Rio Colorado, Sonora, Mexico. The double circuit 230 kV transmission line which will run approximately 21 miles north to the existing Gila substation, owned and operated by the Western Area Power Administration (WAPA). At the Gila Substation a 230 kV Ring will be constructed to interface with the 161 kV system via a 300 MVA transformer. The lines will again be extended an additional 5 miles to interconnect to a developed 230 kV switchyard to interface the 230 to 500 KV transformation to the existing North Gila Substation, operated by Arizona Public Service (APS) | The transmission line will allow power generated from the SLRC Power Center to be transmitted and sold into the United States. | Primarily economic & secondarily reliability | N/A | N/A | Transmission Line | 230 kV | Conceptual | San Luis Rio Colorado Power Center switchyard in SLRC, Sonora, Mexico | North Gila 500kV substation, Operated by Arizona Public Service (APS). Interconnection was approved by North Gila E&O. (March 12, 2011) | 2025 | SWAT | No | Joseph Bojnowski, North Branch Resources, LLC | 203-788-1613 | nbrllc@msn.com | 2025-409 | N/A | Yes | Yes | No | No | N/A | N/A | No – in progess | In progress | Yes | Yes | No | N/A | Yes | 609 MW | Natural gas fired, combined cycle power plant – F-class technology | San Luis Rio Colorado, Sonora, Mexico with interconnect to the USA at Gila and North Gia | Southwest, USA (Arizona, California, Nevada primarily) | No | No |  | 6 N Branch Road | Newtown | USA | Connecticut | 06470 | Milton Percival | Mperc7439@aol.com | 7439 E Cambridge Avenue | Scottsdale | USA | AZ | 85257 | (480) 994-8695 | 2022-03-02 09:42 |  | 2022-03-02 |  | nbrllc@msn.com | 220302 SLRC Update_220204 WestConnect Detailed ITD TPPL Data_San Luis River Colorado Project.docx¦Modified TPPL V1 SLRC 2022-02-28 16-15-06.XLSX
445 | Tri-State Generation and Transmission Association | Wayne Child Phase II - (Formerly Arrow Transmission Project) | Construct new Wayne Child 345/230kV Substation interconnecting with the LRS-Story 345kV line. | Increase power delivery and load-serving capabilities into northern Colorado. | Reliability | No | N/A | Substation | 345 kV | Under Construction | Wayne Child Substation | Wayne Child Substation | 2022 | CCPG | Yes | Ryan Hubbard | 303-254-3025 | rhubbard@tristategt.org | 2022-445 | [34 empty] | 2022-01-21 15:21 |  | 2022-01-28 |  | dfate@tristategt.org | Modified TPPL V1 TSGT 2022-01-28 11-27-58.XLSX
450 | Tucson Electric Power | Naranja 138/13.8 kV Substation | New 138kV Naranja substation. | Reliability/Load Serving | Reliability/Load Serving | No | N/A | Substation | 138 kV | Planned | North Loop 138 kV Yard | La Canada 138/13.8 kV Substation | 2028 | SWAT | Yes | Todd Lichtas, Transmission Planning | (520) 917-6634 | tlichtas@tep.com | 2028-450 | [34 empty] | 2022-01-11 13:52 |  | 2022-01-28 |  | tlichtas@tep.com | Modified TPPL V1 TEP 2022-01-28 08-06-15.XLSX
451 | Tucson Electric Power | Vine 138/13.8 kV Substation (was UA North) | New 138/13.8kV Substation, loop-in of future Kino - DMP 138 kV line. | Load Serving | Load Serving/Reliability | No | N/A | Substation | 138 kV | Planned | Kino 138/13.8 kV substation | DMP 138/46/13.8 kV Substation | 2024 | SWAT | Yes | Todd Lichtas, Transmission Planning | (520) 917-6634 | tlichtas@tep.com | 2024-451 | [34 empty] | 2022-01-11 13:55 |  | 2022-01-28 |  | tlichtas@tep.com | Modified TPPL V1 TEP 2022-01-28 08-06-15.XLSX
474 | Salt River Project | Hassayampa - Pinal West 500kV #2 | Install Second Hassayampa - Pinal West line. | The Central Arizona Transmission System study identified system additions to provide access to new generation in western or central Arizona. This is a reliability driven project not triggered by system load forecasted within the next ten years. | Reliability | No | N/A | Transmission Line | 500 kV AC | Conceptual | Hassayampa | Pinal West | 2024 | SWAT | Yes | Daniel McGuire | 602.236.3818 | daniel.mcguire@srpnet.com | 2024-474 | [34 empty] | 2022-01-26 15:15 |  | 2022-02-02 |  | daniel.mcguire@srpnet.com | Modified TPPL V1 SRP 2022-02-01 16-19-13.XLSX
488 | Public Service Company of Colorado/ Xcel Energy | Bluestone Substation | Construct a new Bluestone Substation that would tap PSCo’s Rifle-Parachute-Cameo 230kV line near Debeque, Colorado. | Load Service. The substation would provide load service for PSCo and Grand Valley Power (GVP) customers in the area. | Reliability | No | N/A | Substation | 230 kV | Conceptual | Bluestone | Bluestone | TBD | CCPG | Yes | Gilbert Flores | (303) 571-7109 | gilbert.y.flores@xcelenergy.com | TBD-488 | [34 empty] | 2015-12-09 15:13 |  | 2015-12-14 |  | bradley.p.lutz@xcelenergy.com | Modified TPPL V1 PSC 2015-12-11 12-18-08.XLSX
502 | Southwest Transmission Partners, LLC | North Gila - Imperial Valley #2 | New single circuit 500kV or double circuit 230kV / 500kV lines from North Gila to Imperial Valley. There will be an new intermediate substation (Dunes) and 230kV line from Dunes to IID's existing Highline substation. | Increase the West of River Transfer capability from Arizona to southern California | Primarily reliability & secondarily economic | N/A | N/A | Transmission Line | 500 kV AC | Conceptual | North Gila 500kV | Imperial Valley 500kV | 2026 | REGIONAL | No | Mark Etherton | 602-809-0707 | mark.etherton@transco.energy | 2026-502 | www.ngiv2.com | No | N/A | No | No | N/A | N/A | No | N/A | Yes | No | Yes | No | No | N/A | N/A | N/A | N/A | N/A | N/A | IID is examing the project as a potential upgrade to their system, since they included the need for additional transmission west of North Gila in their IRP and Long-Term Plans west of North Gila (i.e. capacity from HANG2 for IID). NGIV2 will be submitted as an Interregional Transmission Project along with IID in March 2022 as well as a portion to the CAISO for their consideration in the 2022-2023 TPP. | 2172 E. Calle de Arcos | Tempe | USA | AZ | 85284 | Randy Schroeder | rschroeder@envalue.us | 2172 E. Calle de Arcos | Tempe | USA | AZ | 85284 |  | 2022-03-02 09:42 |  | 2022-03-02 |  | mark.etherton@transco.energy | 220302 Adding second contact for NGIV2.docx¦Modified TPPL V1 STP 2022-02-28 16-03-07.XLSX
526 | Clean Line Energy Partners | Centennial West Clean Line | High-Voltage (500 or 600kV) Direct Current Transmission Line | To connect exceptional renewable energy resources to load | Primarily economic & secondarily public policy | N/A | N/A | Transmission Line | 600 kV DC | Conceptual | Union County, NM | Lugo, CA (SCE) | 2027 | SWAT | No | Keith Sparks | 832-319-6338 | ksparks@cleanlineenergy.com | 2027-526 | http://www.cleanlineenergy.com | No | N/A | No | No | N/A | N/A | No | N/A | Yes | No | Yes | No | No | N/A | N/A | N/A | N/A | N/A | N/A | We are still working on developing the resource area in northeastern (Union county) NM and refining our route alternatives into the Lugo sub-station. We continue to engage with federal and state land agencies and secure row with private landowners. COD is currently projected by 2027. | 1001 McKinney St. Suite 700 | Houston | USA | TX | 77002 | Ian Calkins | Ian@copperstate.net | 3033 N Central St. Suite 900 | Phoenix | USA | AZ | 85012 | (602) 229-1010 | 2022-03-03 08:43 |  | 2022-03-03 |  | ksparks@cleanlineenergy.com | 220302 Clean Line second contact person.pdf¦Modified TPPL V1 CLEP 2022-02-28 16-23-42.XLSX
529 | Western Area Power Administration - RMR | Estes-Flatiron 115-kV rebuild | Replace parallel 115-kV Estes-Flatiron lines with double circuit 115-kV | Replace deteriorating structures and eliminate right of way encroachments | Reliability | No | N/A | Transmission Line | 115 kV | Planned | Estes | Flatiron | 2023 | CCPG | Yes | Jason Parker | 970-461-7394 | parker@wapa.gov | 2023-529 | [34 empty] | 2022-01-31 15:35 |  | 2022-02-02 |  | parker@wapa.gov | Modified TPPL V1 WACM 2022-02-01 09-22-26.XLSX
531 | Southline Transmission, L.L.C. | Southline Afton-Apache | Segment of a bi-directional EHV path between southern NM and AZ | (1) improve regional reliability in southern NM and southern AZ (2) mitigate existing regional congestion, and (3) facilitate the interconnection of renewable energy resources | Primarily economic & secondarily reliability | N/A | N/A | Transmission Line and Substation | 345 kV | Conceptual | Afton | Apache | 2025 | SWAT | No | Doug Patterson | 415-944-0656 | doug@blackforestpartners.com | 2025-531 | http://southlinetransmissionproject.com/files/Project_Overview_Webmap.pdf | Yes | Yes | No | No | N/A | N/A | No | N/A | Yes | Yes | Yes | Yes | No | N/A | N/A | N/A | N/A | N/A | N/A |  | 55 main street 3rd floor | Tiburon | USA | CA | 94920 | Bill Kipp | bill@blackforestpartners.com | 55 Main Street, 3rd floor | Tiburon | USA | CA | 94920 | (415) 244-3540 | 2022-02-03 11:54 |  | 2022-02-04 |  | test@test.com | Modified TPPL V1 SLT 2022-02-03 11-54-20.XLSX
532 | Arizona Public Service | Avery 230/69kV Substation | A new 230/69kV substation cut into the Raceway-Pinnacle Peak 230kV line. The substation will be constructed when needed as the load continues to grow. Currently the need date is beyond our 10 year planning horizon. | This project is needed to serve growing load in the northern Phoenix area. | Reliability | No | N/A | Substation | 230 kV | Planned | Raceway-Pinnacle Peak 230kV line; Sec. 15, T5N, R2E | Future Avery substation; Sec. 15, T5N, R2E | 2022 | SWAT | Yes | Chris M. Fecke-Stoudt, P.E. | (602) 371-6626 | Christopher.FeckeStoudt@aps.com | 2022-532 | [34 empty] | 2022-01-19 08:01 |  | 2022-01-31 |  | christopher.feckestoudt@aps.com | Modified TPPL V1 APS 2022-01-31 13-26-12.XLSX
534 | Southline Transmission, L.L.C. | Southline Apache-Vail | Segment of a bi-directional EHV path between southern NM and AZ | (1) improve regional reliability in southern NM and southern AZ (2) mitigate existing regional congestion, and (3) facilitate the interconnection of renewable energy resources | Primarily reliability & secondarily economic | N/A | N/A | Transmission Line and Substation | 230 kV | Conceptual | Apache | Vail | 2025 | SWAT | No | Doug Patterson | 415-944-0656 | doug@blackforestpartners.com | 2025-534 | http://southlinetransmissionproject.com/files/Project_Overview_Webmap.pdf | No | N/A | No | No | N/A | N/A | No | N/A | Yes | Yes | Yes | Yes | No | N/A | N/A | N/A | N/A | N/A | N/A | SIS was performed which evaluated a larger project that included this one (the Apache-Saguaro/Tortolita), but additional studies will need to be performed. | 55 Main Street, 3rd floor | Tiburon | USA | CA | 94920 | Bill Kipp | bill@blackforestpartners.com | 55 Main Street, 3rd floor | Tiburon | USA | CA | 94920 | (415) 244-3540 | 2022-02-03 11:54 |  | 2022-02-04 |  | test@test.com | Modified TPPL V1 SLT 2022-02-03 11-54-20.XLSX
582 | Public Service Company of Colorado/ Xcel Energy | Parachute - Cameo 230 kV Transmission Line | Construct new 230kV transmission line between the Parachute and Cameo Substations. | Reliability. For future load growth in the region. | Reliability | No | N/A | Transmission Line | 230 kV | Conceptual | Parachute Substation | Cameo Substation | TBD | CCPG | Yes | Gilbert Flores | (303) 571-7109 | gilbert.y.flores@xcelenergy.com | TBD-582 |  | Yes | Yes | [31 empty] | 2020-01-16 10:27 |  | 2020-01-27 |  | gilbert.y.flores@xcelenergy.com | Modified TPPL V1 PSC 2020-01-16 11-31-31.XLSX
674 | Tri-State Generation and Transmission Association | La Junta (TS) 2nd 115/69kV, 42 MVA XFMR | Add a parallel 42 MVA transformer. | Back-up for a loss of the existing transformer. | Reliability | No | N/A | Transformer | 115 kV | Under Construction | La Junta, CO | La Junta, CO | 2023 | CCPG | Yes | Ryan Hubbard | 303-254-3025 | rhubbard@tristategt.org | 2023-674 | [34 empty] | 2022-01-27 15:30 |  | 2022-01-28 |  | dfate@tristategt.org | Modified TPPL V1 TSGT 2022-01-28 11-27-58.XLSX
675 | Tucson Electric Power | New 138kV line North Loop to Naranja to La Canada | New 138kV line from North Loop to La Canada with the new Naranja substation | Load Serving | Reliability/Load Serving | No | N/A | Transmission Line | 138 kV | Planned | North Loop 138kV Substation | La Canada 138kV Substation | 2028 | SWAT | Yes | Todd Lichtas, Transmission Planning | (520) 917-6634 | tlichtas@tep.com | 2028-675 | [34 empty] | 2022-01-11 13:58 |  | 2022-01-28 | 2011-11-04 16:01 | tlichtas@tep.com | Modified TPPL V1 TEP 2022-01-28 08-06-15.XLSX
734 | Platte River Power Authority | Timberline 230/115kV Transformer T3 Replacement | Replace 230/115kV Transformer T3 with new transformer. | Improve system reliability in the Fort Collins area. Existing transformer was installed in 1979. | Reliability | No | N/A | Transformer | 230 kV | Planned | Timberline 230kV | Timberline 115kV | 2024 | CCPG | Yes | Jeremy Brownrigg | 970-266-7979 | brownriggj@prpa.org | 2024-734 | [34 empty] | 2022-02-10 11:01 |  | 2022-02-11 | 2012-12-14 12:00 | brownriggj@prpa.org | Modified TPPL V1 PRPA 2022-02-10 11-11-00.XLSX
736 | Public Service Company of Colorado/ Xcel Energy | Weld County Expansion Project | New high-voltage transmission, originating at the Ault Substation, interconnecting to the Greeley network, and terminating south of Greeley. | Reliability, load and resource accommodation, and increase TOT7 path. | Primarily reliability & secondarily public policy | Yes | TBD | Transmission Line | 230 kV | Conceptual | Ault Substation | South of Greeley | TBD | CCPG | Yes | Gilbert Flores | (303) 571-7109 | gilbert.y.flores@xcelenergy.com | TBD-736 |  | No |  | No | [30 empty] | 2015-12-09 15:19 |  | 2015-12-14 | 2012-12-11 15:05 | bradley.p.lutz@xcelenergy.com | Modified TPPL V1 PSC 2015-12-11 12-18-08.XLSX
738 | Western Area Power Administration - DSW | Tucson - Oracle | Replace all wood H-frame structures with 230kV steel monoploes and existing 4/0 copper conductor with 1272 ACSS. This project is not currently in Western-DSW's ten year plan, though it may still be a conceptual consideration. | Increase load serving capability in Western's South of Phoenix system, rebuild failing 115kV wood pole transmission line. | Primarily reliability & secondarily economic | No | N/A | Transmission Line | 115 kV | Conceptual | Tucson 115kV Substation | Oracle 115kV Substation | TBD | SWAT | Yes | Jeff Newby | (602) 605-2689 | newby@wapa.gov | TBD-738 | [34 empty] | 2022-01-20 14:52 |  | 2022-01-24 | 2012-12-13 11:31 | newby@wapa.gov | Modified TPPL V1 WALC 2022-01-20 14-58-16.XLSX
759 | Tri-State Generation and Transmission Association | NENM Reliability Improvement | Construction of two new 115 kV lines with corresponding substation additions: 1) 32 mile, 795 ACSR between Gladstone and Springer substations; and 2) 29 mile, 1272 ACSR between the southern terminus of the Gladstone-Hess 115 kV line and the southern terminus of the Clapham-Bravo Dome 115 kV line. | To reliably serve existing and forecast loads in the NENM transmission system | Reliability | No | N/A | Transmission Line | 115 kV | Conceptual | Gladstone, Hess Substation | Springer, Bravo Dome Substation | TBD | SWAT | Yes | Ryan Hubbard | 303-254-3025 | rhubbard@tristategt.org | TBD-759 | [34 empty] | 2022-01-26 12:11 |  | 2022-01-28 | 2013-12-04 11:30 | dfate@tristategt.org | Modified TPPL V1 TSGT 2022-01-28 11-27-58.XLSX
771 | Salt River Project | Silver King - New Oak Flat - New Superior 230kV | The alignment of the first 230 kV single-circuit transmission line will closely follow the existing 115 kV circuit. The line starts at the Silver King 230 kV Substation, runs southwest into the future New Oak Flat 230 kV Substation, and then will traverse west to the future New Superior 230 kV Substation. In addition, the existing Goldfield – Silver King 230 kV Transmission Line will loop into the New Superior 230 kV Substation. The length is about 7.5 miles. A second 230 kV double-circuit transmission line will follow the customers’ pipeline to a Tailings Storage Facility (TSF). The line will start at the Silver King 230 kV Substation and run southeast to the RS-34 230 kV Substation located at the TSF. The length will be about 7.5 miles. The locations of the New Oak Flat, New Superior, and RS-34 sites are still being determined. | This is a single customer requested and driven project and is not triggered by system load growth. | Reliability | No | N/A | Transmission Line and Substation | 230 kV | Conceptual | Silver King substation (Sections 15 and 16, T1, R13E) | New Oak Flat & Superior Substations | TBD | SWAT | Yes | Daniel McGuire | 602.236.3818 | daniel.mcguire@srpnet.com | TBD-771 | [34 empty] | 2022-01-28 09:41 |  | 2022-02-02 | 2013-12-15 15:57 | daniel.mcguire@srpnet.com | Modified TPPL V1 SRP 2022-02-01 16-19-13.XLSX
772 | Salt River Project | Coolidge - Hayden Reroute 115kV | The portion of the line that may be relocated begins about 0.5 miles northeast of the Coolidge 115 kV Substation and runs north along the Union Pacific Railroad until it crosses the Gila River where it turns northeast following a canal and drainage feature. The portion to be rerouted is 1.25 miles in length. The new line will be from 1.25 to 2.0 miles long. | A short segment of the subject 115 kV transmission line is located on Gila River Indian Community (GRIC) land. SRP is negotiating an extension of the current land grant for the line. SRP may elect to move this portion of the line onto private land if negotiations with the GRIC are unsuccessful or if SRP determines it is in the best interest of its customers. | Land Easement | No | N/A | Transmission Line and Substation | 115 kV | Planned | Coolidge | Hayden | 2024 | SWAT | Yes | Daniel McGuire | 602.236.3818 | daniel.mcguire@srpnet.com | 2024-772 | [34 empty] | 2022-02-01 16:14 |  | 2022-02-02 | 2013-12-15 16:01 | daniel.mcguire@srpnet.com | Modified TPPL V1 SRP 2022-02-01 16-19-13.XLSX
780 | Salt River Project | Copper Crossing - Abel | Copper Crossing to Abel 230kV | to accommodate new generation resources in Abel area. | Reliability | No | N/A | Transmission Line and Substation | 230 kV | Conceptual | Copper Crossing Energy Center | Abel 230kV substation | TBD | SWAT | Yes | Daniel McGuire | 602.236.3818 | daniel.mcguire@srpnet.com | TBD-780 | [34 empty] | 2022-02-01 16:14 |  | 2022-02-02 | 2013-12-15 15:28 | daniel.mcguire@srpnet.com | Modified TPPL V1 SRP 2022-02-01 16-19-13.XLSX
790 | Public Service Company of Colorado/ Xcel Energy | Avery Substation | New distribution substation located in Weld County. The new substation will tap the Platte River Power Authority (PRPA) Carey – Timberline 230kV transmission line. | Load service | Reliability | No | N/A | Substation | 230 kV | Planned | Avery Substation | Avery Substation | 2022 | CCPG | Yes | Gilbert Flores | (303) 571-7109 | gilbert.y.flores@xcelenergy.com | 2022-790 | [34 empty] | 2022-02-07 15:03 |  | 2022-02-08 | 2013-12-16 13:08 | Gilbert.Y.Flores@xcelenergy.com | Modified TPPL V1 PSC 2022-02-07 15-03-56.XLSX
792 | Public Service Company of Colorado/ Xcel Energy | Wilson Substation | Construction of a new distribution substation by tapping PRPA’s Horseshoe – West 115 kV transmission line. This new substation will be located near Wilson Ave and LCR 28 in Loveland, CO. | Load service | Reliability | No | N/A | Substation | 115 kV | Conceptual | Wilson Substation | Wilson Substation | TBD | CCPG | Yes | Gilbert Flores | (303) 571-7109 | gilbert.y.flores@xcelenergy.com | TBD-792 | [34 empty] | 2015-12-09 15:29 |  | 2015-12-14 | 2013-12-16 13:09 | bradley.p.lutz@xcelenergy.com | Modified TPPL V1 PSC 2015-12-11 12-18-08.XLSX
793 | Public Service Company of Colorado/ Xcel Energy | Glenwood-Rifle 115 kV Upgrade | The project consists of the upgrade of the Glenwood Springs – Rifle 69kV line to 115kV. | Reliability and load growth | Reliability | No | N/A | Transmission Line | 115 kV | Conceptual | Glenwood Substation | Rifle Substation | TBD | CCPG | Yes | Gilbert Flores | (303) 571-7109 | gilbert.y.flores@xcelenergy.com | TBD-793 | [34 empty] | 2015-12-09 15:29 |  | 2015-12-14 | 2013-12-16 13:09 | bradley.p.lutz@xcelenergy.com | Modified TPPL V1 PSC 2015-12-11 12-18-08.XLSX
859 | Salt River Project | Southeast Power Link | The final line route was determined through the CEC process. The project consists of approximately seven miles of a new 230 kV double-circuit transmission line from the existing Browning – Santan 230 kV Transmission Line to the new 230 kV Scott (previously RS-31) Substation located east of the Loop 202/SR-24 interchange and terminating at the future Abel – Pfister – Ball (APB) 230 kV Transmission Line. SRP plans to phase the construction of RS-31 (Scott Substation) into two phases to better match the load demand in the area. | To serve growing industrial and commercial customers in the southeast valley | Reliability | No | N/A | Transmission Line | 230 kV | Planned | Section of Browning – Santan 230 kV Line SEC 7, T1S, R7E | Section of Browning – Santan 230 kV Line SEC 7, T1S, R7E | 2023 (Ph1), 2027 (Ph2) | SWAT | Yes | Daniel McGuire | 602.236.3818 | daniel.mcguire@srpnet.com | 2023 (Ph1), 2027 (Ph2)-859 | [34 empty] | 2022-01-27 17:24 |  | 2022-02-02 | 2014-12-10 13:53 | daniel.mcguire@srpnet.com | Modified TPPL V1 SRP 2022-02-01 16-19-13.XLSX
860 | Salt River Project | Superior - Silver King 115kV Reroute | The new alignment will traverse to the north, west of the historical line, and adjacent to the existing Goldfield – Silver King 230 kV circuit. | To move an existing 115 kV line on a single customer’s private property to accommodate customer’s land use needs. This is a single customer driven and requested project and is not triggered by system load growth. | Customer request | No | N/A | Transmission Line | 115 kV | Planned | Silver King | Superior | 2027 | SWAT | Yes | Daniel McGuire | 602.236.3818 | daniel.mcguire@srpnet.com | 2027-860 | [34 empty] | 2022-01-28 12:54 |  | 2022-02-02 | 2014-12-10 13:58 | daniel.mcguire@srpnet.com | Modified TPPL V1 SRP 2022-02-01 16-19-13.XLSX
864 | Public Service Company of Colorado/ Xcel Energy | Wheeler - Wolf Ranch 230 kV Transmission Project | The project consists of the construction of a new 230 kV transmission line approximately 18 miles from Wheeler Substation to a new Wolf Ranch Substation to accommodate a new 50 MVA load. The line will also interconnect to the Middle Fork Substation. | Load Service | Reliability | No | N/A | Transmission Line and Substation | 230 kV | Conceptual | Wheeler Substation | Wolf Ranch Substation | TBD | CCPG | Yes | Gilbert Flores | (303) 571-7109 | gilbert.y.flores@xcelenergy.com | TBD-864 | [34 empty] | 2015-12-09 15:31 |  | 2015-12-14 | 2014-12-11 14:21 | bradley.p.lutz@xcelenergy.com | Modified TPPL V1 PSC 2015-12-11 12-18-08.XLSX
877 | Tucson Electric Power | Irvington 138 kV breaker-and-a-half substation | Irvington 138 kV breaker-and-a-half substation | Increase system reliability | Reliability | No | N/A | Substation | 138 kV | Under Construction | Irvington Substation | N/A | 2023 | SWAT | Yes | Todd Lichtas, Transmission Planning | (520) 917-6634 | tlichtas@tep.com | 2023-877 | [34 empty] | 2020-01-03 09:53 |  | 2020-01-27 | 2014-12-15 14:12 | tlichtas@tep.com | Modified TPPL V1 TEP 2020-01-13 10-49-11.XLSX
878 | Tucson Electric Power | South Loop 138 kV, Conversion to breaker-and-a-half substation | Convert existing South Loop 138 kV substation into a breaker-and-a-half substation | Increase system reliability and allow more flexibility to schedule maintenance outages | Reliability | No | N/A | Substation | 138 kV | Conceptual | South Loop 138 kV substation | N/A | TBD | SWAT | Yes | Todd Lichtas, Transmission Planning | (520) 917-6634 | tlichtas@tep.com | TBD-878 | [34 empty] | 2022-01-11 13:59 |  | 2022-01-28 | 2014-12-15 14:12 | tlichtas@tep.com | Modified TPPL V1 TEP 2022-01-28 08-06-15.XLSX
884 | Tri-State Generation and Transmission Association | Lost Canyon - Main Switch 115 kV Line | New 115 kV transmission line between Lost Canyon and Main Switch Substations. | Increase load serving capability of CO2 loop | Reliability | No | N/A | Transmission Line | 115 kV | Conceptual | Lost Canyon | Main Switch | TBD | CCPG | Yes | Ryan Hubbard | 303-254-3025 | rhubbard@tristategt.org | TBD-884 | [34 empty] | 2022-01-26 12:14 |  | 2022-01-28 | 2015-10-28 10:20 | dfate@tristategt.org | Modified TPPL V1 TSGT 2022-01-28 11-27-58.XLSX
885 | Tri-State Generation and Transmission Association | San Luis Valley-Poncha 230 kV Line #2 | Construct a second 230 kV transmission line from San Luis Valley to Poncha. | Provide reliable and adequate load support to San Luis Valley | Reliability | No | N/A | Transmission Line | 230 kV | Conceptual | San Luis Valley | Poncha | TBD | CCPG | Yes | Ryan Hubbard | 303-254-3025 | rhubbard@tristategt.org | TBD-885 | [34 empty] | 2022-01-26 12:15 |  | 2022-01-28 | 2015-11-03 09:06 | dfate@tristategt.org | Modified TPPL V1 TSGT 2022-01-28 11-27-58.XLSX
890 | El Paso Electric Company | Move Sparks 115/69 kV autotransformer to Felipe substation | Move Sparks 115/69 kV autotransformer to Felipe substation | Reliability and System Reconfiguration | Reliability | No | N/A | Transformer | 115 kV | Planned | Sparks substation | Felipe substation | 2024 | SWAT | Yes | David Tovar | (915) 543-4355 | dav.tovar@epelectric.com | 2024-890 | [34 empty] | 2022-04-13 12:58 |  | 2022-04-25 | 2015-12-07 17:10 | Alejandro.Solis@epelectric.com | Modified TPPL V1 EPEC 2022-04-13 14-16-17.XLSX
898 | Black Hills Energy | West Station - Hogback 115kV | New 115 kV line from West Station to a new load serving substation in Cañon City (Hogback) | Increase the import capability into the Cañon City area by adding transformation capacity and increase the reliability of the 69 kV Network | Reliability | No | N/A | Transmission Line and Substation | 115 kV | Planned | West Station 115kV | Hogback | 2023 | CCPG | Yes | Lindsay Briggs | (605) 721-2240 | lindsay.briggs@blackhillscorp.com | 2023-898 | [21 empty] | 7001 Mt. Rushmore Rd. | Rapid City | USA | SD | 57702 | [8 empty] | 2021-12-21 14:56 |  | 2022-01-26 | 2015-12-08 17:21 | trevor.rombough@blackhillscorp.com | Modified TPPL V1 BHCE 2022-01-26 14-30-27.XLSX
906 | Tri-State Generation and Transmission Association | Boone - Lamar 230 kV Line | Construct 230 kV transmission line from Boone Substation to Lamar Substation. | Reliability - Remove generation operating restrictions & support renewable resource development in eastern Colorado | Reliability | No | N/A | Transmission Line | 230 kV | Conceptual | Boone | Lamar | TBD | CCPG | Yes | Ryan Hubbard | 303-254-3025 | rhubbard@tristategt.org | TBD-906 | [34 empty] | 2019-12-12 11:52 |  | 2020-01-27 | 2015-12-08 15:34 | jwettstein@tristategt.org | Modified TPPL V1 TSGT 2019-12-18 11-32-33.XLSX
918 | Los Angeles Department of Water and Power | Castaic-Haskell Canyon 230 kV Line 3 | Addition of 230 kV circuit from Haskell Canyon to the Castaic Power Plant | Meet RPS Requirement | Public Policy | Yes | TBD | Transmission Line | 230 kV | Under Construction | Castaic Power Plant | Haskell Canyon Station | 2022 | SWAT | Yes | Jose Diaz / Michael Granados | 213-367-3819 / 213-367-4133 | Jose.Diaz@LADWP.com / Michael.Granados@LADWP.com | 2022-918 | [34 empty] | 2022-02-01 15:24 |  | 2022-02-02 | 2015-12-10 10:35 | Ryan.Afshar@ladwp.com | Modified TPPL V1 LADWP 2022-02-01 17-49-28_bwbmod.XLSX
922 | Los Angeles Department of Water and Power | Re-conductor Valley-Rinaldi 230 kV Lines 1&2 | Re-conductor 230 kV Lines between Valley Station and Rinaldi Station | Improve Reliability | Reliability | No | N/A | Transmission Line | 230 kV | Under Construction | Valley Station | Rinaldi Station | 2022 | SWAT | Yes | Jose Diaz / Michael Granados | 213-367-3819 / 213-367-4133 | Jose.Diaz@LADWP.com / Michael.Granados@LADWP.com | 2022-922 | [34 empty] | 2022-02-01 15:26 |  | 2022-02-02 | 2015-12-10 14:15 | Ryan.Afshar@ladwp.com | Modified TPPL V1 LADWP 2022-02-01 17-49-28_bwbmod.XLSX
923 | Los Angeles Department of Water and Power | Re-conductor Valley-Toluca 230 kV Lines 1&2 | Re-conductor 230 kV Lines between Valley Station and Toluca Station | Improve Reliability | Reliability | No | N/A | Transmission Line | 230 kV | Planned | Valley Station | Toluca Station | TBD | SWAT | Yes | Jose Diaz / Michael Granados | 213-367-3819 / 213-367-4133 | Jose.Diaz@LADWP.com / Michael.Granados@LADWP.com | TBD-923 | [34 empty] | 2022-01-14 12:44 |  | 2022-02-02 | 2015-12-10 11:29 | Ryan.Afshar@ladwp.com | Modified TPPL V1 LADWP 2022-02-01 17-49-28_bwbmod.XLSX
924 | Los Angeles Department of Water and Power | Victorville 500/287 kV auto-transformer installation | Installing new auto-transformer at Victorville 500/287kV Transformer Bank K | Improve Reliability/Meet RPS Requirement | Primarily reliability & secondarily public policy | Yes | TBD | Transformer | 500 kV AC | Under Construction | Victorville Station | Victorville Station | 2022 | SWAT | Yes | Jose Diaz / Michael Granados | 213-367-3819 / 213-367-4133 | Jose.Diaz@LADWP.com / Michael.Granados@LADWP.com | 2022-924 | [34 empty] | 2022-02-01 15:29 |  | 2022-02-02 | 2015-12-10 11:38 | Ryan.Afshar@ladwp.com | Modified TPPL V1 LADWP 2022-02-01 17-49-28_bwbmod.XLSX
925 | Los Angeles Department of Water and Power | Upgrade Toluca 500/230 kV Bank H | Upgrade 500/230 kV Bank H at Toluca Station | Improve Reliability | Reliability | No | N/A | Transformer | 500 kV AC | Under Construction | Toluca Station | Toluca Station | 2023 | SWAT | Yes | Jose Diaz / Michael Granados | 213-367-3819 / 213-367-4133 | Jose.Diaz@LADWP.com / Michael.Granados@LADWP.com | 2023-925 | [34 empty] | 2022-02-01 15:32 |  | 2022-02-02 | 2015-12-10 12:42 | Ryan.Afshar@ladwp.com | Modified TPPL V1 LADWP 2022-02-01 17-49-28_bwbmod.XLSX
926 | Los Angeles Department of Water and Power | Upgrade Rinaldi 230 kV CBs | Upgrade 230 kV Circuit Breakers at Rinaldi low side of Bank H | Improve Reliability | Reliability | No | N/A | Other | 230 kV | Under Construction | Rinaldi Station | Rinaldi Station | 2022 | SWAT | Yes | Jose Diaz / Michael Granados | 213-367-3819 / 213-367-4133 | Jose.Diaz@LADWP.com / Michael.Granados@LADWP.com | 2022-926 | [34 empty] | 2022-02-01 15:33 |  | 2022-02-02 | 2015-12-10 13:20 | Ryan.Afshar@ladwp.com | Modified TPPL V1 LADWP 2022-02-01 17-49-28_bwbmod.XLSX
927 | Los Angeles Department of Water and Power | New Haskell Canyon-Sylmar 230 kV Line 2 | Add a new 230 kV line between Haskell Canyon Station and Sylmar Station | Meet RPS Requirement | Public Policy | Yes | TBD | Transmission Line | 230 kV | Under Construction | Haskell Canyon | Sylmar Station | 2022 | SWAT | Yes | Jose Diaz / Michael Granados | 213-367-3819 / 213-367-4133 | Jose.Diaz@LADWP.com / Michael.Granados@LADWP.com | 2022-927 | [34 empty] | 2022-02-01 15:34 |  | 2022-02-02 | 2015-12-10 13:18 | Ryan.Afshar@ladwp.com | Modified TPPL V1 LADWP 2022-02-01 17-49-28_bwbmod.XLSX
951 | Public Service Company of Colorado/ Xcel Energy | Gilman-Avon 115 kV Transmission Line | New 115 kV line into Avon. New capacitor bank at Vail. Normally open line but used for emergency backup. | Reliability | Reliability | No | N/A | Transmission Line | 115 kV | Planned | Gilman Substation | Avon Substation | 2024 | CCPG | Yes | Gilbert Flores | (303) 571-7109 | gilbert.y.flores@xcelenergy.com | 2024-951 | [34 empty] | 2022-01-27 10:44 |  | 2022-01-27 | 2015-12-11 12:18 | gilbert.y.flores@xcelenergy.com | Modified TPPL V1 PSC 2022-01-27 10-50-49.XLSX
952 | Public Service Company of Colorado/ Xcel Energy | Weld to Rosedale 230 kV Line | Build a 230 kV line from Weld substation to Rosedale substation | To reduce the risk of overloading Greeley system during planned and forced outage situations. | Reliability | No | N/A | Transmission Line | 230 kV | Conceptual | Weld Substation | Rosedale Substation | TBD | CCPG | Yes | Gilbert Flores | (303) 571-7109 | gilbert.y.flores@xcelenergy.com | TBD-952 | [34 empty] | 2020-01-16 10:38 |  | 2020-01-27 | 2015-12-11 12:03 | gilbert.y.flores@xcelenergy.com | Modified TPPL V1 PSC 2020-01-16 11-31-31.XLSX
953 | Public Service Company of Colorado/ Xcel Energy | Ault-Cloverly Transmission Project | Build 21 miles of new 230/115 kV transmission and three new substations. | To increase reliability, load-serving capability and resource accomodation in northeast Greeley. | Reliability | No | N/A | Transmission Line and Substation | 115 kV | Planned | Ault Substation | Cloverly Substation | 2024 | CCPG | Yes | Gilbert Flores | (303) 571-7109 | gilbert.y.flores@xcelenergy.com | 2024-953 | [34 empty] | 2022-01-27 10:45 |  | 2022-01-27 | 2015-12-11 12:04 | gilbert.y.flores@xcelenergy.com | Modified TPPL V1 PSC 2022-01-27 10-50-49.XLSX
954 | Public Service Company of Colorado/ Xcel Energy | Rosedale - Box Elder - Ennis 115kV | Build a new 115 kV transmission line from Rosedale terminating at Ennis Substation. Project built 230kV capable, operated at 115kV | Increase reliability and load serving capability to Greeley and southwest Weld County. | Reliability | No | N/A | Transmission Line and Substation | 230 kV | Conceptual | Rosedale Substation | Ennis Substation | TBD | CCPG | Yes | Gilbert Flores | (303) 571-7109 | gilbert.y.flores@xcelenergy.com | TBD-954 | [34 empty] | 2020-01-16 10:48 |  | 2020-01-27 | 2015-12-11 12:04 | gilbert.y.flores@xcelenergy.com | Modified TPPL V1 PSC 2020-01-16 11-31-31.XLSX
965 | Colorado Springs Utility | Flying Horse Flow Mitigation | Install Series Reactor on Flying Horse-Monument 115kV Line Section to Mitigate Inadvertent Power Flows | Reliability - Inadvertent Flow Mitigation | Persistent N-1 contingency overloads during high south to north power flow | No | N/A | Other | 115 kV | Planned | Flying Horse | Monument | 2024 | CCPG | Yes | Jeffrey Hanson | 719-668-8125 | jhanson@csu.org | 2024-965 | [34 empty] | 2022-02-01 16:05 |  | 2022-02-02 | 2022-02-01 16:05 | jhanson@csu.org | Modified TPPL V1 CSU 2022-02-01 16-48-51.XLSX
967 | Public Service Company of Colorado/ Xcel Energy | Mirasol Switching Station 230kV (Formerly Badger Hills) | New switching substation tapping the Comanche - Midway 230 kV line. | Enables interconnection | Reliability | No | N/A | Substation | 230 kV | Planned | Mirasol Switching Station | Mirasol Switching Station | 2022 | CCPG | Yes | Gilbert Flores | (303) 571-7109 | gilbert.y.flores@xcelenergy.com | 2022-967 |  | Yes | Yes | Yes | [30 empty] | 2020-01-16 10:55 |  | 2020-01-27 | 2018-01-08 11:41 | gilbert.y.flores@xcelenergy.com | Modified TPPL V1 PSC 2020-01-16 11-31-31.XLSX
968 | Tri-State Generation and Transmission Association | Falcon - Paddock - Calhan 115kV Line | Construct 115kV Line from Falcon to Paddock to Calhan substations | Improve reliability and load serving | Reliability | No | N/A | Transmission Line | 115 kV | Conceptual | Falcon | Calhan | TBD | CCPG | Yes | Ryan Hubbard | 303-254-3025 | rhubbard@tristategt.org | TBD-968 | [34 empty] | 2022-01-27 15:36 |  | 2022-01-28 | 2018-01-04 13:17 | dfate@tristategt.org | Modified TPPL V1 TSGT 2022-01-28 11-27-58.XLSX
969 | Tri-State Generation and Transmission Association | Fuller 230/115kV Transformer #2 | Add a parallel 230/115kV Transformer | Improve system reliability | Reliability | No | N/A | Transformer | 230 kV | Under Construction | Fuller Substation | Fuller Substation | 2022 | CCPG | Yes | Ryan Hubbard | 303-254-3025 | rhubbard@tristategt.org | 2022-969 | [34 empty] | 2022-01-26 12:38 |  | 2022-01-28 | 2018-01-04 13:17 | dfate@tristategt.org | Modified TPPL V1 TSGT 2022-01-28 11-27-58.XLSX
970 | Tri-State Generation and Transmission Association | Rolling Hills Substation | New substation along Geesen - Lorson Ranch 115kV line to serve load | Load Serving | Reliability | No | N/A | Substation | 115 kV | Planned | Rolling Hills | Rolling Hills | 2026 | CCPG | Yes | Ryan Hubbard | 303-254-3025 | rhubbard@tristategt.org | 2026-970 | [34 empty] | 2022-01-26 12:42 |  | 2022-01-28 | 2018-01-04 13:17 | dfate@tristategt.org | Modified TPPL V1 TSGT 2022-01-28 11-27-58.XLSX
972 | Tri-State Generation and Transmission Association | Shaw Ranch Substation | New substation along Calhan - Paddock 115kV line | Load serving | Reliability | No | N/A | Substation | 115 kV | Planned | Shaw Ranch | Shaw Ranch | 2026 | CCPG | Yes | Ryan Hubbard | 303-254-3025 | rhubbard@tristategt.org | 2026-972 | [34 empty] | 2022-01-26 12:44 |  | 2022-01-28 | 2018-01-04 13:17 | dfate@tristategt.org | Modified TPPL V1 TSGT 2022-01-28 11-27-58.XLSX
975 | Tri-State Generation and Transmission Association | Hernandez 115/69kV T2 Transformer Replacement | Replace existing Hernandez 115/69kV T2 Transformer with larger unit | Reliability | Reliability | No | N/A | Transformer | 115 kV | Planned | Hernandez | Hernandez | 2024 | SWAT | Yes | Ryan Hubbard | 303-254-3025 | rhubbard@tristategt.org | 2024-975 | [34 empty] | 2022-01-27 15:43 |  | 2022-01-28 | 2018-01-04 13:18 | dfate@tristategt.org | Modified TPPL V1 TSGT 2022-01-28 11-27-58.XLSX
976 | Tri-State Generation and Transmission Association | Burlington - Burlington (KCEA) 115kV Line Rebuild | Rebuild existing Burlington - Burlington (KCEA) 115kV line | Reliability | Reliability | No | N/A | Transmission Line | 115 kV | Planned | Burlington | Burlington (KCEA) | 2024 | CCPG | Yes | Ryan Hubbard | 303-254-3025 | rhubbard@tristategt.org | 2024-976 | [34 empty] | 2022-01-21 14:54 |  | 2022-01-28 | 2018-01-04 13:18 | dfate@tristategt.org | Modified TPPL V1 TSGT 2022-01-28 11-27-58.XLSX
978 | Tri-State Generation and Transmission Association | Vollmer (formerly Sterling Ranch) Project | New Vollmer substation and associated 115kV line from Jackson Fuller - Black Squirrel 115kV line | Load Serving | Reliability | No | N/A | Transmission Line and Substation | 115 kV | Under Construction | Vollmer Tap | Vollmer Substation | 2022 | CCPG | Yes | Ryan Hubbard | 303-254-3025 | rhubbard@tristategt.org | 2022-978 | [34 empty] | 2022-01-21 14:56 |  | 2022-01-28 | 2018-01-04 13:19 | dfate@tristategt.org | Modified TPPL V1 TSGT 2022-01-28 11-27-58.XLSX
987 | Tri-State Generation and Transmission Association | Frontier Reactor Addition | Add 8MVAR, 115kV shunt reactor at Frontier | Improve system voltages | Reliability | No | N/A | Substation | 115 kV | Planned | Frontier | Frontier | 2023 | SWAT | Yes | Ryan Hubbard | 303-254-3025 | rhubbard@tristategt.org | 2023-987 | [34 empty] | 2022-01-21 15:14 |  | 2022-01-28 | 2018-01-05 14:19 | dfate@tristategt.org | Modified TPPL V1 TSGT 2022-01-28 11-27-58.XLSX
988 | Sacramento Municipal Utility District | Hurley 230 kV bus-tie breaker | Install bus-tie breaker on the Hurley 230 kV bus | a bus fault on the Hurley 230 kV bus will not take the entire 230 kV bus out of service | Reliability | No | N/A | Substation | 230 kV | Planned | Hurley 230 kV substation | Hurley 230 kV substation | Summer 2023 | SSPG | Yes | Foung Mua | 916-732-7041 | foung.mua@smud.org | Summer 2023-988 | [34 empty] | 2022-01-26 15:51 |  | 2022-01-27 | 2017-12-14 11:18 | Foung.Mua@smud.org | Modified TPPL V1 SMUD 2022-01-26 16-10-20.XLSX
1001 | El Paso Electric Company | Add 345 kV ring bus to VADO substation. Split Newman 345 kV to Afton_N 345 kV line tapping in-and-out to VADO 345 kV bus. | Add 345 kV ring bus to VADO substation. Split Newman 345 kV to Afton_N 345 kV line tapping in-and-out to VADO 345 kV bus. | Reliability and System Reconfiguration | Reliability | No | N/A | Transmission Line and Substation | 345 kV | Planned | Afton_N 345 | Newman 345 | 2030 | SWAT | Yes | David Tovar | (915) 543-4355 | dav.tovar@epelectric.com | 2030-1001 | [34 empty] | 2022-01-13 15:30 |  | 2022-01-24 | 2017-12-15 13:28 | Alejandro.Solis@epelectric.com | Modified TPPL V1 EPEC 2022-01-24 12-58-05_bwbmod.XLSX
1033 | Los Angeles Department of Water and Power | Upgrade Lugo-Victorville Line 1 & terminal equipment | Upgrade 500kV line between Lugo Station and Victorville Station | Improve Reliability | Reliability | No | N/A | Transmission Line | 500 kV AC | Planned | Lugo | Victorville | 2024 | SWAT | Yes | Jose Diaz / Michael Granados | 213-367-3819 / 213-367-4133 | Jose.Diaz@LADWP.com / Michael.Granados@LADWP.com | 2024-1033 | [34 empty] | 2022-01-18 16:15 |  | 2022-02-02 | 2018-01-11 16:01 | Ryan.Afshar@ladwp.com | Modified TPPL V1 LADWP 2022-02-01 17-49-28_bwbmod.XLSX
1034 | Los Angeles Department of Water and Power | New Rosamond Station | Build a new 230 kV Station in Kern County | Meet RPS Requirement | Public Policy | Yes | TBD | Other | 230 kV | Planned | Rosamond Station | Rosamond Station | 2025 | SWAT | Yes | Jose Diaz / Michael Granados | 213-367-3819 / 213-367-4133 | Jose.Diaz@LADWP.com / Michael.Granados@LADWP.com | 2025-1034 | [34 empty] | 2022-01-18 13:10 |  | 2022-02-02 | 2018-01-12 12:50 | Ryan.Afshar@ladwp.com | Modified TPPL V1 LADWP 2022-02-01 17-49-28_bwbmod.XLSX
1035 | Los Angeles Department of Water and Power | Upgrade Transformer Bank E and F | Upgrade 230/138 kV Bank E and F at Olympic Station | Improve Reliability | Reliability | No | N/A | Transformer | 230 kV | Under Construction | Olympic Station | Olympic Station | 2022 | SWAT | Yes | Jose Diaz / Michael Granados | 213-367-3819 / 213-367-4133 | Jose.Diaz@LADWP.com / Michael.Granados@LADWP.com | 2022-1035 | [34 empty] | 2022-02-01 15:36 |  | 2022-02-02 | 2018-01-12 10:18 | Ryan.Afshar@ladwp.com | Modified TPPL V1 LADWP 2022-02-01 17-49-28_bwbmod.XLSX
1036 | Los Angeles Department of Water and Power | Add voltage support in the LA Basin | 100 MVAR shunt cap at Century 138kV, 70 MVAR shunt cap at Wilmington 138kV, 50 MVAR shunt cap at Hollywood 138kV for voltage support | Improve Reliability | Reliability | No | N/A | Other | 138 kV | Under Construction | Century Station, Wilmington Station, Hollywood Station | Century Station, Wilmington Station, Hollywood Station | 2022 | SWAT | Yes | Jose Diaz / Michael Granados | 213-367-3819 / 213-367-4133 | Jose.Diaz@LADWP.com / Michael.Granados@LADWP.com | 2022-1036 | [34 empty] | 2022-02-01 15:36 |  | 2022-02-02 | 2018-01-11 15:40 | Ryan.Afshar@ladwp.com | Modified TPPL V1 LADWP 2022-02-01 17-49-28_bwbmod.XLSX
1037 | Los Angeles Department of Water and Power | Haskell Bank H (PP1-Haskell L1) | Convert PP1-Haskell L1 Bank G from 115kV to 230kV | Improve Reliability/Increase transfer capability | Primarily reliability & secondarily public policy | No | N/A | Transmission Line | 230 kV | Planned | PP1 & PP2 Stations | Haskell Canyon Station | 2022 | SWAT | Yes | Jose Diaz / Michael Granados | 213-367-3819 / 213-367-4133 | Jose.Diaz@LADWP.com / Michael.Granados@LADWP.com | 2022-1037 | [34 empty] | 2022-02-01 17:25 |  | 2022-02-02 | 2018-01-12 10:33 | Ryan.Afshar@ladwp.com | Modified TPPL V1 LADWP 2022-02-01 17-49-28_bwbmod.XLSX
1038 | Los Angeles Department of Water and Power | Apex-Crystal Transmission Line | Install new 500kV line between Apex Station and Crystal Station | Increase transfer capability | Reliability | No | N/A | Transmission Line | 500 kV AC | Planned | Apex Station | Crystal Station | 2024 | SWAT | Yes | Jose Diaz / Michael Granados | 213-367-3819 / 213-367-4133 | Jose.Diaz@LADWP.com / Michael.Granados@LADWP.com | 2024-1038 | [34 empty] | 2022-02-01 17:25 |  | 2022-02-02 | 2018-01-12 10:23 | Ryan.Afshar@ladwp.com | Modified TPPL V1 LADWP 2022-02-01 17-49-28_bwbmod.XLSX
1039 | Los Angeles Department of Water and Power | Re-conductor Rinaldi-Tarzana 230kV Line 1 & 2 | Re-conductor Line 1 & 2 between Rinaldi Station and Tarzana 230kV Station | Improve Reliability | Reliability | No | N/A | Transmission Line | 230 kV | Planned | Rinaldi Station | Tarzana Station | 2024 | SWAT | Yes | Jose Diaz / Michael Granados | 213-367-3819 / 213-367-4133 | Jose.Diaz@LADWP.com / Michael.Granados@LADWP.com | 2024-1039 | [34 empty] | 2022-01-18 11:50 |  | 2022-02-02 | 2018-01-12 10:19 | Ryan.Afshar@ladwp.com | Modified TPPL V1 LADWP 2022-02-01 17-49-28_bwbmod.XLSX
1040 | Los Angeles Department of Water and Power | Scattergood-Olympic Cable B | Scattergood-Pershing-Olympic Cable B | Serving Additional Load | Reliability | No | N/A | Transmission Line | 230 kV | Planned | Scattergood Station | Olympic Station | 2022 | SWAT | Yes | Jose Diaz / Michael Granados | 213-367-3819 / 213-367-4133 | Jose.Diaz@LADWP.com / Michael.Granados@LADWP.com | 2022-1040 | [34 empty] | 2022-02-01 17:26 |  | 2022-02-02 | 2018-01-12 10:18 | Ryan.Afshar@ladwp.com | Modified TPPL V1 LADWP 2022-02-01 17-49-28_bwbmod.XLSX
1042 | Arizona Public Service | Palm Valley – TS2 – Trilby Wash 230kV Line Circuit #2 | 2nd 230 kV circuit between Palm Valley and Trilby Wash | Load-serving capacity | Reliability | No | N/A | Substation | 230 kV | Conceptual | Palm Valley | Trilby Wash | TBD | SWAT | Yes | Chris M. Fecke-Stoudt, P.E. | (602) 371-6626 | Christopher.FeckeStoudt@aps.com | TBD-1042 | [34 empty] | 2020-01-27 12:12 |  | 2020-02-05 | 2018-01-25 14:07 | christopher.feckestoudt@aps.com | Modified TPPL V1 APS 2020-01-31 15-14-05.XLSX
1043 | Arizona Public Service | Sun Valley – Trilby Wash 230kV Line Circuit #2 | 2nd 230 kV circuit between Sun Valley - Trilby Wash | Load-serving | Reliability | No | N/A | Substation | 230 kV | Conceptual | Sun Valley | Trilby Wash | TBD | SWAT | Yes | Chris M. Fecke-Stoudt, P.E. | (602) 371-6626 | Christopher.FeckeStoudt@aps.com | TBD-1043 | [34 empty] | 2020-01-28 09:29 |  | 2020-02-05 | 2018-01-25 14:18 | christopher.feckestoudt@aps.com | Modified TPPL V1 APS 2020-01-31 15-14-05.XLSX
1044 | Arizona Public Service | Palo Verde – Saguaro 500kV Line | New 500 kV line from Palo Verde to Saguaro | Transfer Capacity | Primarily reliability & secondarily economic | No | N/A | Transmission Line | 500 kV AC | Conceptual | Palo Verde | Saguaro | TBD | SWAT | Yes | Chris M. Fecke-Stoudt, P.E. | (602) 371-6626 | Christopher.FeckeStoudt@aps.com | TBD-1044 | [34 empty] | 2020-01-28 09:31 |  | 2020-02-05 | 2018-01-25 14:22 | christopher.feckestoudt@aps.com | Modified TPPL V1 APS 2020-01-31 15-14-05.XLSX
1055 | Tucson Electric Power | Gateway 230/138 kV Substation | New substation driven by the Mexico AC/DC/AC project | New substation driven by the Mexico AC/DC/AC project | Reliability | No | N/A | Substation | 230 kV | Conceptual | Sonoita 138-kV Substation | Valencia 138-kV Substation | TBD | SWAT | Yes | Todd Lichtas, Transmission Planning | (520) 917-6634 | tlichtas@tep.com | TBD-1055 | [34 empty] | 2022-01-11 14:15 |  | 2022-01-28 | 2018-01-12 12:11 | tlichtas@tep.com | Modified TPPL V1 TEP 2022-01-28 08-06-15.XLSX
1072 | Tucson Electric Power | Naranja Capacitor Bank Addition | 26.4 MVAR capacitor bank added at Naranja Substation | Additional reactive power on the system | Reliability | No | N/A | Substation | 138 kV | Planned | Naranja Substation | Naranja Substation | 2028 | SWAT | Yes | Todd Lichtas, Transmission Planning | (520) 917-6634 | tlichtas@tep.com | 2028-1072 | [34 empty] | 2022-01-11 14:18 |  | 2022-01-28 | 2018-01-05 13:42 | tlichtas@tep.com | Modified TPPL V1 TEP 2022-01-28 08-06-15.XLSX
1079 | Tucson Electric Power | Gateway 138-kV Transmission Line | New double circuit 138 kV transmission line from the future Rio Rico Switchyard (2023) to existing Valencia 138 kV substation, loop-in the new Gateway 138 kV substation | Network upgrade to support proposed Gateway substation to support the Mexico AC/DC/AC interconnection | Reliability | No | N/A | Transmission Line and Substation | 138 kV | Conceptual | Future Rio Rico 138-kV Switchyard (2023) | Valencia 138-kV Substation | TBD | SWAT | Yes | Todd Lichtas, Transmission Planning | (520) 917-6634 | tlichtas@tep.com | TBD-1079 | [34 empty] | 2022-01-11 14:22 |  | 2022-01-28 | 2018-01-09 09:03 | tlichtas@tep.com | Modified TPPL V1 TEP 2022-01-28 08-06-15.XLSX
1080 | Tucson Electric Power | Gateway 138-kV Transmission Line (phase 2) | New single circuit 138-kV transmission line from Gateway to the existing Valencia 138-kV substation. Re-configure transmission like so Vail-Gateway & Vail-Kantor-Canezz-Sonoita-Gateway share double circuit towers and Gateway-Valencia is on a separate single transmission tower | Network upgrade required to support the Mexico AC/DC/AC interconnection | Reliability | No | N/A | Transmission Line | 138 kV | Conceptual | Gateway 138-kV Substation | Valencia 138-kV Substation | TBD | SWAT | Yes | Todd Lichtas, Transmission Planning | (520) 917-6634 | tlichtas@tep.com | TBD-1080 | [34 empty] | 2022-01-11 14:22 |  | 2022-01-28 | 2018-01-09 09:20 | tlichtas@tep.com | Modified TPPL V1 TEP 2022-01-28 08-06-15.XLSX
1081 | Tucson Electric Power | Re-Conductor Nogales to Kantor 138-kV Transmission Line | Re-build the existing Nogales Tap connection and re-conductor to Kantor substation | Improve reliability and increase the capacity of the 138-kV line that will support the Mexico AC/DC/AC interconnection | Reliability | No | N/A | Transmission Line | 138 kV | Conceptual | Nogales 138-kV Substation | Kantor 138-kV Substation | TBD | SWAT | Yes | Todd Lichtas, Transmission Planning | (520) 917-6634 | tlichtas@tep.com | TBD-1081 | [34 empty] | 2022-01-11 14:23 |  | 2022-01-28 | 2018-01-09 09:26 | tlichtas@tep.com | Modified TPPL V1 TEP 2022-01-28 08-06-15.XLSX
1082 | Tucson Electric Power | Kantor Capacitor Bank Addition | Two 20.0 MVAR capacitor banks added at Kantor Substation | Additional reactive power on the system | Reliability | No | N/A | Substation | 138 kV | Conceptual | Kantor Substation | Kantor Substation | TBD | SWAT | Yes | Todd Lichtas, Transmission Planning | (520) 917-6634 | tlichtas@tep.com | TBD-1082 | [34 empty] | 2022-01-11 14:25 |  | 2022-01-28 | 2018-01-09 16:41 | tlichtas@tep.com | Modified TPPL V1 TEP 2022-01-28 08-06-15.XLSX
1085 | Tucson Electric Power | Irvington to Drexel to Midvale to South 138-kV Line Re-conductor | Reconductor the existing Irvington-Drexel-Midvale-South 138-kV Line in order to meet system loads | TEP Load Serving Capability | Reliability | No | N/A | Transmission Line | 138 kV | Conceptual | Irvington 138-kV Substation | South 138-kV Substation | TBD | SWAT | Yes | Todd Lichtas, Transmission Planning | (520) 917-6634 | tlichtas@tep.com | TBD-1085 | [34 empty] | 2020-01-03 11:52 |  | 2020-01-27 | 2018-01-09 14:41 | tlichtas@tep.com | Modified TPPL V1 TEP 2020-01-13 10-49-11.XLSX
1087 | Tucson Electric Power | Saguaro to Winchester 500-kV Line | New 500-kV Transmission line from Saguaro substation to Winchester substation | To reinforce TEP's EHV system and provide additional capacity for power flow from Palo Verde into TEP's eastern transmission system | Reliability | No | N/A | Transmission Line | 500 kV AC | Conceptual | Saguaro 500-kV Substation | Winchester 500-kV Substation | TBD | SWAT | Yes | Todd Lichtas, Transmission Planning | (520) 917-6634 | tlichtas@tep.com | TBD-1087 | [34 empty] | 2020-01-03 11:54 |  | 2020-01-27 | 2018-01-09 15:15 | tlichtas@tep.com | Modified TPPL V1 TEP 2020-01-13 10-49-11.XLSX
1088 | Tucson Electric Power | Vail to South 345-kV Line - second circuit | Construct second circuit from Vail substation to South substation | To reinforce TEP's EHV system and provide additional capacity between Vail and South substations | Reliability | No | N/A | Transmission Line | 345 kV | Conceptual | Vail 345-kV Substation | South 345-kV Substation | TBD | SWAT | Yes | Todd Lichtas, Transmission Planning | (520) 917-6634 | tlichtas@tep.com | TBD-1088 | [34 empty] | 2020-01-03 11:54 |  | 2020-01-27 | 2018-01-12 12:34 | tlichtas@tep.com | Modified TPPL V1 TEP 2020-01-13 10-49-11.XLSX
1089 | Tucson Electric Power | Springervile to Vail 345-kV Line - Second Circuit | Construct a second 345-kV circuit from Springerville substation to Vail substation | To reinforce TEP's EHV system and to provide additional transmission capacity between Springerville and Vail substations | Reliability | No | N/A | Transmission Line | 345 kV | Conceptual | Springerville 345-kV Substation | Vail 345-kV Substation | TBD | SWAT | Yes | Todd Lichtas, Transmission Planning | (520) 917-6634 | tlichtas@tep.com | TBD-1089 | [34 empty] | 2020-01-03 11:55 |  | 2020-01-27 | 2018-01-09 15:23 | tlichtas@tep.com | Modified TPPL V1 TEP 2020-01-13 10-49-11.XLSX
1090 | Tucson Electric Power | Tortolita to South 345-kV Transmission Line | Construct new 345-kV transmission line from Tortolita substation to South substation | To reinforce TEP's EHV system and to provide additional capacity for the flow of power in southern Arizona | Reliability | No | N/A | Transmission Line | 345 kV | Conceptual | Tortolita Substation | South 345-kV Substation | TBD | SWAT | Yes | Todd Lichtas, Transmission Planning | (520) 917-6634 | tlichtas@tep.com | TBD-1090 | [34 empty] | 2020-01-03 11:55 |  | 2020-01-27 | 2018-01-09 15:31 | tlichtas@tep.com | Modified TPPL V1 TEP 2020-01-13 10-49-11.XLSX
1091 | Tucson Electric Power | Westwing to South 345-kV Transmission Line - Second Circuit | Construct parallel and adjacent 345-kV or 500-kV transmission line from Westwing substation to South substation | To deliver power and energy from major TEP interconnections in the Northwest Phoenix area | Reliability | No | N/A | Transmission Line | 345 kV | Conceptual | Westwing Substation | South 345-kV Substation | TBD | SWAT | Yes | Todd Lichtas, Transmission Planning | (520) 917-6634 | tlichtas@tep.com | TBD-1091 | [34 empty] | 2020-01-03 11:56 |  | 2020-01-27 | 2018-01-12 12:35 | tlichtas@tep.com | Modified TPPL V1 TEP 2020-01-13 10-49-11.XLSX
1092 | Tucson Electric Power | Gateway to US/Mexico Border 230-kV Transmission Line | New 230-kV transmission line for the Mexico AC/DC/AC interconnection | Reinforce the existing transmission system and provide interconnection between the Western Interconnection in the U.S. and the Mexico grid | Reliability | No | N/A | Transmission Line | 230 kV | Conceptual | New Gateway Substation | U.S./Mexico border where line interconnects to Mexico line to substation within Nogales, Sonora | TBD | SWAT | Yes | Todd Lichtas, Transmission Planning | (520) 917-6634 | tlichtas@tep.com | TBD-1092 | [34 empty] | 2022-01-11 14:28 |  | 2022-01-28 | 2018-01-09 16:39 | tlichtas@tep.com | Modified TPPL V1 TEP 2022-01-28 08-06-15.XLSX
1094 | Western Area Power Administration - RMR | Midway KV1A Replacement | Replacing the KV1A at Midway | Condition/Age, increase size | Reliability | No | N/A | Transformer | 230 kV | Planned | Midway | Midway | 2022 | CCPG | Yes | Jason Parker | 970-461-7394 | parker@wapa.gov | 2022-1094 | [34 empty] | 2022-01-31 15:36 |  | 2022-02-02 | 2017-11-15 10:41 | parker@wapa.gov | Modified TPPL V1 WACM 2022-02-01 09-22-26.XLSX
1095 | Western Area Power Administration - RMR | Golden Prairie Sectionalizing | Sectionalize Archer Stegall 115 kV | Increase reliability | Reliability | No | N/A | Transmission Line | 115 kV | Planned | Archer | Stegall | 2027 | CCPG | Yes | Jason Parker | 970-461-7394 | parker@wapa.gov | 2027-1095 | [34 empty] | 2022-02-14 19:14 |  | 2022-02-28 | 2017-11-15 14:48 | parker@wapa.gov | Modified TPPL V1 WACM 2022-02-15 08-56-35_bwbMod.XLSX
1096 | Western Area Power Administration - RMR | Sand Creek Tap | Sectionalize Erie Hoyt Willoby 115 kV | Reliability | Reliability | No | N/A | Transmission Line and Substation | 115 kV | Planned | Eri | Willoby | 2025 | CCPG | Yes | Jason Parker | 970-461-7394 | parker@wapa.gov | 2025-1096 | [34 empty] | 2022-01-31 15:37 |  | 2022-02-02 | 2017-11-15 14:53 | parker@wapa.gov | Modified TPPL V1 WACM 2022-02-01 09-22-26.XLSX
1097 | Western Area Power Administration - RMR | Kimball Substation | Sectionalize Archer Sydney 115 kV | Reliability | Reliability | No | N/A | Transmission Line and Substation | 115 kV | Under Construction | Archer | Sydney | 2022 | CCPG | Yes | Jason Parker | 970-461-7394 | parker@wapa.gov | 2022-1097 | [34 empty] | 2022-01-31 15:37 |  | 2022-02-02 | 2017-11-15 14:53 | parker@wapa.gov | Modified TPPL V1 WACM 2022-02-01 09-22-26.XLSX
1099 | Western Area Power Administration - RMR | Stegall Bus Sectionalization | Stegall 230 kV & 115 kV bus sectionalization | Reliability | Reliability | No | N/A | Substation | 230 kV | Planned | Stegall | Stegall | 2025 | CCPG | Yes | Jason Parker | 970-461-7394 | parker@wapa.gov | 2025-1099 | [34 empty] | 2022-01-31 15:42 |  | 2022-02-02 | 2017-11-15 14:54 | parker@wapa.gov | Modified TPPL V1 WACM 2022-02-01 09-22-26.XLSX
1100 | Western Area Power Administration - RMR | Blue Mesa | Reactor and Transformer additions | Reliability & Voltage Support | Reliability | No | N/A | Substation | 115 kV | Planned | Blue Mesa | Blue Mesa | 2026 | CCPG | Yes | Jason Parker | 970-461-7394 | parker@wapa.gov | 2026-1100 | [34 empty] | 2022-01-31 15:43 |  | 2022-02-02 | 2017-11-15 14:02 | parker@wapa.gov | Modified TPPL V1 WACM 2022-02-01 09-22-26.XLSX
1102 | Colorado Springs Utility | Nixon to Kelker 230kV Line Uprate | Line uprate to bring up rating to conductor capacity | Line uprate to bring up rating to conductor capacity | Reliability | No | N/A | Transmission Line | 230 kV | Under Construction | Nixon Substation | Kelker Substation | 2022 | CCPG | Yes | Jeffrey Hanson | 719-668-8125 | jhanson@csu.org | 2020-1102 | [34 empty] | 2020-01-23 12:58 |  | 2020-01-27 | 2020-01-23 12:58 | jhanson@csu.org | 220216 CSU update to Nixon-Kelker ISY.pdf¦Modified TPPL V1 CSU 2020-01-23 13-00-31.XLSX
1104 | Imperial Irrigation District | "S" Line Upgrade | Upgrade the 18.1 mile 230 kV "S" Line between the 230 kV El Centro Switching Station and the 230 kV Imperial Valley Substation. | Increase "S" Line rating and structural reliability. | Reliability | No | N/A | Transmission Line | 230 kV | Under Construction | 230 kV El Centro Switching Station | 230 kV Imperial Valley Substation | 2023 | SWAT | Yes | Jesus Martinez | 760-339-0574 | jamartinez@IID.com | 2023-1104 | [34 empty] | 2022-01-19 13:46 |  | 2022-02-02 | 2020-01-15 13:56 | rjtorres@iid.com | Modified TPPL V1 IID 2022-02-01 10-02-17.XLSX
1105 | Imperial Irrigation District | "CN" & "CL" Lines Upgrade | Reconstruct ~5 miles of existing single circuit 92kV construction and reconductor ~2 miles of double circuit steel lattice towers construction. Conductors upgraded to 1033MCM ACSS/TW. | Increase "CN" & "CL" line ratings | Reliability | No | N/A | Transmission Line | Below 115 kV | Conceptual | 92kV Coachella Valley Substation | 92kV Coachella Switching Station | 2023 | SWAT | Yes | Jesus Martinez | 760-339-0574 | jamartinez@IID.com | 2023-1105 | [34 empty] | 2022-01-19 13:47 |  | 2022-02-02 | 2020-01-15 15:57 | rjtorres@iid.com | Modified TPPL V1 IID 2022-02-01 10-02-17.XLSX
1106 | Imperial Irrigation District | Coachella Switching Station Upgrade | Upgrade the Coachella Switching Station to a breaker and a half scheme. | Reliability | Reliability | No | N/A | Substation | Below 115 kV | Conceptual | 92kV Coachella Switching Station | 92kV Coachella Switching Station | 2023 | SWAT | Yes | Jesus Martinez | 760-339-0574 | jamartinez@iid.com | 2023-1106 | [34 empty] | 2020-01-13 15:09 |  | 2020-01-27 | 2020-01-13 15:09 | rjtorres@iid.com | Modified TPPL V1 IID 2020-01-15 15-57-20.XLSX
1108 | Los Angeles Department of Water and Power | New Receiving Station X (LAX) | Build a new 230 kV station in Los Angeles County | Meet new load growth for Los Angeles basin | Reliability | No | N/A | Substation | 230 kV | Planned | Receiving Station X | Receiving Station X | 2023 | SWAT | Yes | Jose Diaz / Michael Granados | 213-367-3819 / 213-367-4133 | Jose.Diaz@LADWP.com / Michael.Granados@LADWP.com | 2023-1108 | [34 empty] | 2022-01-18 13:10 |  | 2022-02-02 | 2020-01-10 09:34 | Ryan.Afshar@ladwp.com | Modified TPPL V1 LADWP 2022-02-01 17-49-28_bwbmod.XLSX
1109 | Los Angeles Department of Water and Power | Reconductor Barren Ridge - Haskell Canyon 230 kV Line 1 | Reconductor line 1 between Barren Ridge and Haskell Canyon Stations | Increased access to renewable energy | Public Policy | Yes | TBD | Transmission Line | 230 kV | Planned | Barren Ridge Station | Haskell Canyon Station | TBD | SWAT | Yes | Jose Diaz / Michael Granados | 213-367-3819 / 213-367-4133 | Jose.Diaz@LADWP.com / Michael.Granados@LADWP.com | TBD-1109 | [34 empty] | 2022-01-18 11:50 |  | 2022-02-02 | 2020-01-10 13:20 | Ryan.Afshar@ladwp.com | Modified TPPL V1 LADWP 2022-02-01 17-49-28_bwbmod.XLSX
1110 | Los Angeles Department of Water and Power | Barren Ridge Voltage Support | Add SVC (-100/200 MVAR) at Barren Ridge station | Add voltage support at Barren Ridge station | Primarily reliability & secondarily public policy | Yes | TBD | Other | 230 kV | Planned | Barren Ridge station | Barren Ridge station | 2022 | SWAT | Yes | Jose Diaz / Michael Granados | 213-367-3819 / 213-367-4133 | Jose.Diaz@LADWP.com / Michael.Granados@LADWP.com | 2022-1110 | [34 empty] | 2022-02-01 17:29 |  | 2022-02-02 | 2020-01-10 13:30 | Ryan.Afshar@ladwp.com | Modified TPPL V1 LADWP 2022-02-01 17-49-28_bwbmod.XLSX
1111 | Los Angeles Department of Water and Power | Add voltage support at Toluca Station | Add 90 MVAR shunt reactor at Toluca 230 kV | Improve reliability | Reliability | No | N/A | Other | 230 kV | Planned | Toluca Station | Toluca Station | TBD | SWAT | Yes | Jose Diaz / Michael Granados | 213-367-3819 / 213-367-4133 | Jose.Diaz@LADWP.com / Michael.Granados@LADWP.com | TBD-1111 | [34 empty] | 2022-02-01 17:29 |  | 2022-02-02 | 2020-01-10 14:49 | Ryan.Afshar@ladwp.com | Modified TPPL V1 LADWP 2022-02-01 17-49-28_bwbmod.XLSX
1112 | Los Angeles Department of Water and Power | McCullough-Victorville series cap upgrade | Upgrade to the McCullough-Victorville series capacitors | Meet RPS Requirement/Increase transfer capability | Primarily reliability & secondarily public policy | No | N/A | Other | 500 kV AC | Planned | McCullough Station | Victorville Station | 2024 | SWAT | Yes | Jose Diaz / Michael Granados | 213-367-3819 / 213-367-4133 | Jose.Diaz@LADWP.com / Michael.Granados@LADWP.com | 2024-1112 | [34 empty] | 2022-02-01 17:30 |  | 2022-02-02 | 2020-01-10 15:22 | Ryan.Afshar@ladwp.com | Modified TPPL V1 LADWP 2022-02-01 17-49-28_bwbmod.XLSX
1113 | Los Angeles Department of Water and Power | Tarzana-Olympic 1A & 1B 138 kV conversion to 230 kV | Convert existing Tarzana- Olympic 138 kV line to 230 kV (Note that the line is two sections labeled 1A and 1B, ratings for each section will be shown as 1st/2nd) | Improve Reliability Due to OTC Retirements | Public Policy/Reliability | No | N/A | Transmission Line | 230 kV | Planned | Tarzana Station | Olympic Station | 2025 | SWAT | Yes | Jose Diaz / Michael Granados / Ryan Afshar | 213-367-3819 / 213-367-4133 / 213-367-3192 | Jose.Diaz@LADWP.com / Michael.Granados@LADWP.com /Ryan.Afshar@LADWP.com | 2025-1113 | [34 empty] | 2022-02-01 17:30 |  | 2022-02-02 | 2020-01-10 15:31 | Ryan.Afshar@ladwp.com | Modified TPPL V1 LADWP 2022-02-01 17-49-28_bwbmod.XLSX
1114 | Los Angeles Department of Water and Power | Upgrade CVT and Wave Traps at Victorville Station | Upgrade CVT and wave traps at victorville to operate at 300 kV | Improve reliability | Reliability | No | N/A | Substation | TBD | Under Construction | Victorville station | Victorville station | 2022 | SWAT | Yes | Jose Diaz / Michael Granados | 213-367-3819 / 213-367-4133 | Jose.Diaz@LADWP.com / Michael.Granados@LADWP.com | 2022-1114 | [34 empty] | 2022-02-01 17:31 |  | 2022-02-02 | 2020-01-10 15:41 | Ryan.Afshar@ladwp.com | Modified TPPL V1 LADWP 2022-02-01 17-49-28_bwbmod.XLSX
1117 | Public Service Company of Colorado/ Xcel Energy | Rifle - Story Gulch 230 kV | Construct a single circuit 230kV transmission line from a new Story Gulch substation to the Rifle(Ute) Substation | Load Service | Reliability | No | N/A | Transmission Line and Substation | 230 kV | Conceptual | Story Gulch substation | Rifle(Ute) Substation | TBD | CCPG | Yes | Gilbert Flores | (303) 571-7109 | gilbert.y.flores@xcelenergy.com | TBD-1117 | [34 empty] | 2020-01-16 11:15 |  | 2020-01-27 | 2020-01-16 11:15 | gilbert.y.flores@xcelenergy.com | Modified TPPL V1 PSC 2020-01-16 11-31-31.XLSX
1118 | Public Service Company of Colorado/ Xcel Energy | Poncha - Front Range 230 kV transmission line | Construct a 230 kV transmission line from the Poncha substation to terminate at a location in the Front Range. | Reliability and Load Service | Reliability | No | N/A | Transmission Line | 230 kV | Conceptual | Poncha Substation | TBD | TBD | CCPG | Yes | Gilbert Flores | (303) 571-7109 | gilbert.y.flores@xcelenergy.com | TBD-1118 | [34 empty] | 2020-01-16 11:18 |  | 2020-01-27 | 2020-01-16 11:18 | gilbert.y.flores@xcelenergy.com | Modified TPPL V1 PSC 2020-01-16 11-31-31.XLSX
1119 | Public Service Company of Colorado/ Xcel Energy | Greenwood - Denver Terminal 230kV transmission line | Construct a new 230kV transmission line between the existing Greenwood substation and Denver Terminal substation within existing right-of-way. The new line will be implemented by rebuilding existing facilities from Greenwood substation to Denver Terminal substation. | Reliability | Reliability | No | N/A | Transmission Line and Substation | 230 kV | Planned | Greenwood substation | Denver Terminal substation | 2022 | CCPG | Yes | Gilbert Flores | (303) 571-7109 | gilbert.y.flores@xcelenergy.com | 2022-1119 | [34 empty] | 2020-01-16 11:22 |  | 2020-01-27 | 2020-01-16 11:22 | gilbert.y.flores@xcelenergy.com | Modified TPPL V1 PSC 2020-01-16 11-31-31.XLSX
1121 | Salt River Project | Red Hawk 230kV | The project consists of a new 230 kV double-circuit transmission line that will bisect and connect the existing Browning – Santan 230 kV Transmission Line to the new Sidewinder (previously SY-33) 230 kV Switchyard located near the northwest corner of Elliot Road and Sossaman Road in the City of Mesa adjacent to the existing Browning – Santan 230 kV transmission corridor. It also includes new high voltage distribution lines from the switchyard to new load serving transformers. Several options are under consideration for the number of load-serving transformers and for the length of new high voltage distribution lines for serving them. | This is a single customer requested project and is not triggered by system load growth. | Reliability | No | N/A | Substation | 230 kV | Planned | Section of Santan and Browning 230kV line section, T1S, R7E | Section of Santan and Browning 230kV line section, T1S, R7E | 2023 | SWAT | Yes | Daniel McGuire | 602.236.3818 | daniel.mcguire@srpnet.com | 2023-1121 | [34 empty] | 2022-01-27 17:07 |  | 2022-02-02 | 2020-01-08 16:53 | daniel.mcguire@srpnet.com | Modified TPPL V1 SRP 2022-02-01 16-19-13.XLSX
1125 | Arizona Electric Power Cooperative | Marana Substation Capacitor Bank | Installation of 14.4 MVAr Capacitor Bank | Provide Voltage Support | Reliability | No | N/A | Other | 115 kV | Planned | Marana Substaion | Marana Substaion | 2024 | SWAT | Yes | Benjamin Borowiak | 520-586-5053 | bborowiak@azgt.coop | 2024-1125 | [34 empty] | 2022-02-01 17:50 |  | 2022-02-02 | 2020-01-15 08:42 | bborowiak@azgt.coop | Modified TPPL V1 AEPCO 2022-02-01 17-57-23.XLSX
1127 | Arizona Electric Power Cooperative | Schieffelin Project | This Cochise County project involves looping AEPCO's Butterfield to San Rafael 230 Kv line into the new Schieffelin substation, with a 230/69 Kv transformation to the existing SSVEC Tombstone Junction substation and the expanded jointly-owned AEPCO/APS Boot Hill substation. | Provide Mutual backup to APS and SSVEC loads within the region. | Reliability | No | N/A | Transmission Line and Substation | 230 kV | Under Construction | Schieffelin Substation | Boothill Substation | 2022 | SWAT | Yes | Benjamin Borowiak | 520-586-5053 | bborowiak@azgt.coop | 2022-1127 | [34 empty] | 2022-02-01 17:52 |  | 2022-02-02 | 2020-01-15 09:16 | bborowiak@azgt.coop | Modified TPPL V1 AEPCO 2022-02-01 17-57-23.XLSX
1128 | Tucson Electric Power | Catron 345/34.5 kV Substation | New 345/34.5 kV Substation, loop-in of Springerville - Greenlee 345 kV line | Interconnection point for Wind resource East of Springerville in Western Mew Mexico | Public Policy | Yes | Arizona Renewable Energy Standard (Arizona 15% RDP by 2025) | Substation | 345 kV | Planned | Springerville 345 kV Substation | Greenlee 345 kV Substation | 2022 | SWAT | Yes | Todd Lichtas, Transmission Planning | (520) 917-6634 | tlichtas@tep.com | 2022-1128 | [34 empty] | 2022-01-11 14:28 |  | 2022-01-28 | 2020-01-03 12:52 | tlichtas@tep.com | Modified TPPL V1 TEP 2022-01-28 08-06-15.XLSX
1129 | Tucson Electric Power | Greenlee Loop-in to Springerville-Vail 345 kV line | Loop-in existing Greenlee substation into existing Springerville-Vail 345kV line | Increase system reliability | Reliability | No | N/A | Substation | 345 kV | Planned | Springerville 345 kV bus | Vail 345 kV bus | 2023 | SWAT | Yes | Todd Lichtas, Transmission Planning | (520) 917-6634 | tlichtas@tep.com | 2023-1129 | [34 empty] | 2020-01-03 13:00 |  | 2020-01-27 | 2020-01-03 13:00 | tlichtas@tep.com | Modified TPPL V1 TEP 2020-01-13 10-49-11.XLSX
1130 | Tucson Electric Power | Catron Loop-in to Springerville-Greenlee 345 kV line | Loop-in future Catron substation into existing Springerville-Greenlee 345 kV line | Increase system reliability | Reliability | No | N/A | Substation | 345 kV | Planned | Springerville 345 kV bus | Greenlee 345 kV bus | 2023 | SWAT | Yes | Todd Lichtas, Transmission Planning | (520) 917-6634 | tlichtas@tep.com | 2023-1130 | [34 empty] | 2020-01-03 13:06 |  | 2020-01-27 | 2020-01-03 13:06 | tlichtas@tep.com | Modified TPPL V1 TEP 2020-01-13 10-49-11.XLSX
1131 | Tucson Electric Power | Springerville-Catron 345 kV Circuits 1 and 2 Uprate | Uprate the existing Springerville-Catron 345 kV Circuits #1 and #2 by replacing station equipment at Springerville | Increase ratings of lines between Springerville and Catron to support the Loop-in of Catron Substation into Springerville-Greenlee 345 kV line | Reliability | No | N/A | Substation | 345 kV | Planned | Springerville 345 kV bus | Springerville 345 kV bus | 2023 | SWAT | Yes | Todd Lichtas, Transmission Planning | (520) 917-6634 | tlichtas@tep.com | 2023-1131 | [34 empty] | 2020-01-03 13:28 |  | 2020-01-27 | 2020-01-03 13:28 | tlichtas@tep.com | Modified TPPL V1 TEP 2020-01-13 10-49-11.XLSX
1132 | Tucson Electric Power | Winchester to Vail 345kV line uprate | Uprate the existing Winchester to Vail 345 kV line by replacing station equipment at Winchester 345 kV bus and Vail 345 kV bus | Increase rating on the Winchester - Vail 345 kV line | Reliability | No | N/A | Transmission Line and Substation | 345 kV | Planned | Winchester 345 kV bus | Vail 345 kV bus | 2023 | SWAT | Yes | Todd Lichtas, Transmission Planning | (520) 917-6634 | tlichtas@tep.com | 2023-1132 | [34 empty] | 2020-01-03 13:34 |  | 2020-01-27 | 2020-01-03 13:34 | tlichtas@tep.com | Modified TPPL V1 TEP 2020-01-13 10-49-11.XLSX
1136 | Tucson Electric Power | DMP 138 kV, Conversion to breaker-and-a-half substation | Convert existing DMP 138 kV substation into a breaker-and-a-half | Increase system reliability and allow more flexibility to schedule maintenance outages | Reliability | No | N/A | Substation | 138 kV | Planned | DMP 138 kV bus | N/A | 2024 | SWAT | Yes | Todd Lichtas, Transmission Planning | (520) 917-6634 | tlichtas@tep.com | 2024-1136 | [34 empty] | 2022-01-11 14:32 |  | 2022-01-28 | 2020-01-03 14:03 | tlichtas@tep.com | Modified TPPL V1 TEP 2022-01-28 08-06-15.XLSX
1137 | Tucson Electric Power | Irvington - East Loop 138 kV Transmission Line | New 138 kV Transmission line, Irvington - East Loop line | Improve Load Serving Capability in East Tucson, AZ | Reliability | No | N/A | Transmission Line | 138 kV | Planned | Irvington 138 kV bus | East Loop 138 kV bus | 2022 | SWAT | Yes | Todd Lichtas, Transmission Planning | (520) 917-6634 | tlichtas@tep.com | 2022-1137 | [34 empty] | 2022-01-11 14:33 |  | 2022-01-28 | 2020-01-03 14:18 | tlichtas@tep.com | Modified TPPL V1 TEP 2022-01-28 08-06-15.XLSX
1138 | Tucson Electric Power | Patriot 138/13.8 kV Substation | New 138/13.8 kV Substation, loop-in of Planned Irvington - East Loop 138 kV line | Load Serving, East Tucson, AZ | Reliability | No | N/A | Substation | 138 kV | Planned | Irvington 138 kV bus | East Loop 138 kV bus | 2022 | SWAT | Yes | Todd Lichtas, Transmission Planning | (520) 917-6634 | tlichtas@tep.com | 2022-1138 | [34 empty] | 2022-01-11 14:34 |  | 2022-01-28 | 2020-01-06 09:50 | tlichtas@tep.com | Modified TPPL V1 TEP 2022-01-28 08-06-15.XLSX
1140 | Tucson Electric Power | Sears Wilmot 138/13.8 kV Substation | New 138/13.8 kV Substation, loop-in of 22nd Street - East Loop 138 kV line | Load Serving | Load Serving/Reliability | No | N/A | Substation | 138 kV | Planned | 22nd Street 138 kV bus | East Loop 138 kV bus | 2025 | SWAT | Yes | Todd Lichtas, Transmission Planning | (520) 917-6634 | tlichtas@tep.com | 2025-1140 | [34 empty] | 2022-01-11 14:36 |  | 2022-01-28 | 2020-01-06 09:50 | tlichtas@tep.com | Modified TPPL V1 TEP 2022-01-28 08-06-15.XLSX
1141 | Tucson Electric Power | Olsen 138/13.8 kV Substation | New 138/13.8 kV Substation, loop-in Kino - Vine (future) 138 kV line | Load Serving | Load Serving/Reliability | No | N/A | Substation | 138 kV | Planned | Kino 138 kV bus | Vine 138 kV bus | 2030 | SWAT | Yes | Todd Lichtas, Transmission Planning | (520) 917-6634 | tlichtas@tep.com | 2030-1141 | [34 empty] | 2022-01-11 14:38 |  | 2022-01-28 | 2020-01-06 09:57 | tlichtas@tep.com | Modified TPPL V1 TEP 2022-01-28 08-06-15.XLSX
1142 | Tucson Electric Power | Rio Rico 138kV Switchyard | New 138 kV switchyard, loop-in Valencia - Sonoita 138 kV line | Load Serving | Load Serving/Reliability | No | N/A | Substation | 138 kV | Planned | Valencia 138 kV bus | Sonoita 138 kV bus | 2023 | SWAT | Yes | Todd Lichtas, Transmission Planning | (520) 917-6634 | tlichtas@tep.com | 2023-1142 | [34 empty] | 2022-01-11 14:38 |  | 2022-01-28 | 2020-01-13 09:16 | tlichtas@tep.com | Modified TPPL V1 TEP 2022-01-28 08-06-15.XLSX
1143 | Tucson Electric Power | Gateway Capacitor Additions | Two 40.0 MVAC capacitor banks added for a total of 80 MVAR added to the Gateway substation to support the Mexico AC/DC/AC project | Additional reactive power to support the Mexico AC/DC/AC project | Reliability | No | N/A | Substation | 138 kV | Conceptual | H_NOGA_N 138 kV bus | H_NOGA_N 138 kV bus | TBD | SWAT | Yes | Todd Lichtas, Transmission Planning | (520) 917-6634 | tlichtas@tep.com | TBD-1143 | [34 empty] | 2022-01-11 14:39 |  | 2022-01-28 | 2020-01-06 10:21 | tlichtas@tep.com | Modified TPPL V1 TEP 2022-01-28 08-06-15.XLSX
1144 | Tucson Electric Power | Greenlee Capacitor Additions | Four 50MVAR Capacitor banks added at Greenlee Substation | Additional reactive power on the system. Actual location of reactive devices will most likely be on lower voltage system. Discussions are taking place, and project will be updated when more information is available. | Reliability | No | N/A | Substation | 345 kV | Planned | Greenlee 345 kV bus | Greenlee 345 kV bus | 2023 | SWAT | Yes | Todd Lichtas, Transmission Planning | (520) 917-6634 | tlichtas@tep.com | 2023-1144 | [34 empty] | 2022-01-11 14:40 |  | 2022-01-28 | 2020-01-09 13:17 | tlichtas@tep.com | Modified TPPL V1 TEP 2022-01-28 08-06-15.XLSX
1146 | Tucson Electric Power | Re-Conductor Kantor to Canez 138-kV Transmission Line | Reconductor Kantor to Canez Transmission line | Improve reliability and increase the capacity of the 138-kV line that will support the Mexico AC/DC/AC interconnection | Reliability | No | N/A | Transmission Line | 138 kV | Conceptual | Kantor 138 kV Substation | Canez 138 kV Substation | TBD | SWAT | Yes | Todd Lichtas, Transmission Planning | (520) 917-6634 | tlichtas@tep.com | TBD-1146 | [34 empty] | 2022-01-11 14:41 |  | 2022-01-28 | 2020-01-13 10:40 | tlichtas@tep.com | Modified TPPL V1 TEP 2022-01-28 08-06-15.XLSX
1147 | Tucson Electric Power | Re-Conductor Canez to Soniota 138-kV Transmission Line | Re-conductor to Canez to Sonoita 138kV Transmission line | Improve reliability and increase the capacity of the 138-kV line that will support the Mexico AC/DC/AC interconnection | Reliability | No | N/A | Transmission Line | 138 kV | Conceptual | Canez 138 kV Substation | Sonoita 138 kV Substation | TBD | SWAT | Yes | Todd Lichtas, Transmission Planning | (520) 917-6634 | tlichtas@tep.com | TBD-1147 | [34 empty] | 2022-01-11 14:42 |  | 2022-01-28 | 2020-01-13 10:40 | tlichtas@tep.com | Modified TPPL V1 TEP 2022-01-28 08-06-15.XLSX
1148 | Tucson Electric Power | Rio Rico Capacitor Bank Addition | One 13.2 MVAR capacitor bank, one 26.4 MVAR capacitor bank, and one 39.6 MVAR capacitor bank at Rio Rico 138 kV switchyard | Additional reactive power on the system to support the Hermosa mine project | Reliability/Load Serving | No | N/A | Substation | 138 kV | Planned | Rio Rico Switchyard | Rio Rico Switchyard | 2023 | SWAT | Yes | Todd Lichtas, Transmission Planning | (520) 917-6634 | tlichtas@tep.com | 2023-1148 | [34 empty] | 2022-01-11 14:44 |  | 2022-01-28 | 2020-01-13 10:41 | tlichtas@tep.com | Modified TPPL V1 TEP 2022-01-28 08-06-15.XLSX
1151 | Tri-State Generation and Transmission Association | Clapham SVS | Clapham SVS Replacement | Reliability | Reliability | No | N/A | Other | 115 kV | Under Construction | Clapham 115 kV Substation | Clapham 115 kV Substation | 2022 | SWAT | Yes | Ryan Hubbard | 303-254-3025 | rhubbard@tristategt.org | 2022-1151 | [34 empty] | 2022-01-21 15:15 |  | 2022-01-28 | 2019-12-12 08:21 | dfate@tristategt.org | Modified TPPL V1 TSGT 2022-01-28 11-27-58.XLSX
1154 | Tri-State Generation and Transmission Association | Del Camino - Slater Line Uprate | Rebuild Del Camino - Slater 115 kV line with 477 ACSR | Load Serving | Reliability | No | N/A | Transmission Line | 115 kV | Under Construction | Del Camino | Slater | 2022 | CCPG | Yes | Ryan Hubbard | 303-254-3025 | rhubbard@tristategt.org | 2022-1154 | [34 empty] | 2022-01-21 15:17 |  | 2022-01-28 | 2019-12-17 13:26 | dfate@tristategt.org | Modified TPPL V1 TSGT 2022-01-28 11-27-58.XLSX
1156 | Tri-State Generation and Transmission Association | San Ysidro - Torreon Line Conversion | San Ysidro - Torreon 115 kV to 69 kV line conversion | Load Serving | Reliability | No | N/A | Transmission Line | Below 115 kV | Under Construction | San Ysidro | Torreon | 2023 | SWAT | Yes | Ryan Hubbard | 303-254-3025 | rhubbard@tristategt.org | 2023-1156 | [34 empty] | 2022-01-27 15:22 |  | 2022-01-28 | 2019-12-17 13:27 | dfate@tristategt.org | Modified TPPL V1 TSGT 2022-01-28 11-27-58.XLSX
1157 | Tri-State Generation and Transmission Association | Torreon 115/69 kV Transformer | New 115/69 kV transformer addition at Torreon substation | Load Serving | Reliability | No | N/A | Transformer | 115 kV | Under Construction | Torreon | Torreon | 2023 | SWAT | Yes | Ryan Hubbard | 303-254-3025 | rhubbard@tristategt.org | 2023-1157 | [34 empty] | 2022-02-02 11:41 |  | 2022-02-02 | 2019-12-17 13:27 | dfate@tristategt.org | Modified TPPL V1 TSGT 2022-02-02 11-46-31_bwbmod.XLSX
1159 | Tri-State Generation and Transmission Association | Erie 230 kV Tie Project | Loop Xcel Ft. Lupton - JL Green 230 kV line through Erie. Install additional 230/115 kV transformer at Erie. | Load Serving | Reliability | No | N/A | Transformer | 230 kV | Conceptual | Erie | Erie | 2023 | CCPG | Yes | Ryan Hubbard | 303-254-3025 | rhubbard@tristategt.org | 2023-1159 | [34 empty] | 2022-01-21 15:18 |  | 2022-01-28 | 2019-12-17 13:27 | dfate@tristategt.org | Modified TPPL V1 TSGT 2022-01-28 11-27-58.XLSX
1194 | Arizona Public Service | TS14 230kV Lines | A new 230 substation and associated lines. | This project is needed to serve load growth in the western Phoenix area. | Reliability | No | N/A | Transmission Line and Substation | 230 kV | Conceptual | TBD | TS14 Substation | TBD | SWAT | Yes | Chris M. Fecke-Stoudt, P.E. | (602) 371-6626 | Christopher.FeckeStoudt@aps.com | TBD-1194 | [34 empty] | 2020-01-28 09:31 |  | 2020-02-05 | 2020-01-28 09:31 | christopher.feckestoudt@aps.com | Modified TPPL V1 APS 2020-01-31 15-14-05.XLSX
1195 | Arizona Public Service | TS21 500/230kV Substation | A new 500/230kV substation located in southwest Phoenix metro area. The susbtation will be constructed when needed as the load continues to grow. Currently, the need date is beyond the 10 year planning horizon. | The project is need to serve growing loadin the south western Phoenix metro area. | Reliability | No | N/A | Substation | 500 kV AC | Conceptual | TBD | TS21 Substation | TBD | SWAT | Yes | Chris Fecke-Stoudt, P.E. | (602) 371-6626 | Christopher.FeckeStoudt@aps.com | TBD-1195 | [34 empty] | 2020-01-28 09:32 |  | 2020-02-05 | 2020-01-28 09:32 | christopher.feckestoudt@aps.com | Modified TPPL V1 APS 2020-01-31 15-14-05.XLSX
1196 | Arizona Public Service | Runway 230kV Lines | The Runway Substation will be located less than one mile to the north of the Palm Valley-Rudd 230kV line, on the north side of Broadway Rd. The cut-in and extension of the existing line will generally head directly north and connect to the new Runway substation. Then a new line will be routed from the Runway substation generally directly east to the planned Broadway substation and then continue south to the existing line. This will cut the new substations in and out of the existing line. Each new circuit will be on separate structures | Driving Factor(s): To provide electric energy to a new high load customer in the area. In service date is predicated on ramp rate of customer load. | Reliability | No | N/A | Transmission Line and Substation | 230 kV | Planned | Palm Valley-Rudd 230kV line | Runway 230kV Substation | 2022 | SWAT | Yes | Chris Fecke-Stoudt, P.E. | (602) 371-6626 | Christopher.FeckeStoudt@aps.com | 2022-1196 | [34 empty] | 2022-01-19 07:59 |  | 2022-01-31 | 2020-01-28 09:32 | christopher.feckestoudt@aps.com | 220204 APS supplemental update.pdf¦Modified TPPL V1 APS 2022-01-31 13-26-12.XLSX
1197 | Arizona Public Service | Three Rivers 230kV Transmission Line Project | The Three Rivers Substation will be located approximately three and a half miles to the west of the Rudd-White Tanks 230kV line, on the southwest corner of Van Buren Street and Bullard Avenue. The cut-in and extension of the existing line will generally head west to connect to the new Three Rivers substation. Then a second line will be routed from the new substation generally directly east back to the existing line. This will cut the new substation in and out of the existing line. Pending results of the line siting study, portions of the new lines may be double circuit | Driving Factor(s): To provide electric energy to a new high load customer in the area. In service date is predicated on ramp rate of customer load | Reliability | No | N/A | Transmission Line and Substation | 230 kV | Planned | Rudd-White Tanks 230kV line | Three Rivers 230kV Substation | 2024 | SWAT | Yes | Chris Fecke-Stoudt, P.E. | (602) 371-6626 | Christopher.FeckeStoudt@aps.com | 2024-1197 | [34 empty] | 2022-01-19 08:28 |  | 2022-01-31 | 2020-01-28 09:32 | christopher.feckestoudt@aps.com | Modified TPPL V1 APS 2022-01-31 13-26-12.XLSX
1198 | Arizona Public Service | Stratus 230kV Lines | The Stratus substation will be located directly across the street of the Freedom-Palm Valley and Palm Valley-Rudd 230kV lines, on the southeast corner of Indian School Road and Citrus Road. The cut-in and extension of the existing lines will head directly south and connect to the new Stratus substation. The new lines will then be routed from the new substation generally directly north back to the existing lines. This will cut the new substation in and out of the existing lines. Four separate circuits will be brought in on two separate structures. | Driving Factor(s): To provide electric energy to a new high load customer in the area. In service date is predicated on ramp rate of customer load. | Reliability | No | N/A | Transmission Line and Substation | 230 kV | Planned | Freedom-Palm Valley and Palm Valley-Rudd 230kV lines | Stratus 230kV Substation | 2022 | SWAT | Yes | Chris Fecke-Stoudt, P.E. | (602) 371-6626 | Christopher.FeckeStoudt@aps.com | 2022-1198 | [34 empty] | 2020-01-28 09:32 |  | 2020-02-05 | 2020-01-28 09:32 | christopher.feckestoudt@aps.com | Modified TPPL V1 APS 2020-01-31 15-14-05.XLSX
1199 | Arizona Public Service | TS2 230kV Lines | The TS2 Substation will be located less than one mile east of the Palm Valley – Trilby Wash 230kV line. The substation will be located north of Olive Avenue between the Loop 303 and Cotton Lane | Driving Factor(s): To provide electric energy to a new high load customers in the area. In service date is predicated on ramp rate of customer loads. | Reliability | No | N/A | Transmission Line and Substation | 230 kV | Planned | Palm Valley-Trilby Wash 230kV line | TS2 230kV Substation | 2024 | SWAT | Yes | Chris Fecke-Stoudt, P.E. | (602) 371-6626 | Christopher.FeckeStoudt@aps.com | 2024-1199 | [34 empty] | 2022-01-19 07:47 |  | 2022-01-31 | 2020-01-28 09:33 | christopher.feckestoudt@aps.com | Modified TPPL V1 APS 2022-01-31 13-26-12.XLSX
1200 | Arizona Public Service | Contrail 230kV Lines | The Contrail substation will be located on the southeast corner Olive Avenue and Dysart Road. The line will originate in the El Sol substation and will head generally west and interconnect at the Contrail substation. The line will then continue from Contrail substation and head generally west and terminate at the TS2 substation. Pending results of the line siting, study portions of the new lines may be double circuit | Driving Factor(s): To provide electric energy to a new high load customer in the area. In service date is predicated on ramp rate of customer load. | Reliability | No | N/A | Transmission Line and Substation | 230 kV | Planned | El Sol 230kV Substation | TS2 230kV Substation | 2024 | SWAT | Yes | Chris Fecke-Stoudt, P.E. | (602) 371-6626 | Christopher.FeckeStoudt@aps.com | 2024-1200 | [34 empty] | 2022-01-18 10:30 |  | 2022-01-31 | 2020-01-28 09:33 | christopher.feckestoudt@aps.com | Modified TPPL V1 APS 2022-01-31 13-26-12.XLSX
1201 | Arizona Public Service | TS17 230kV Lines | The TS17 Substation will be located adjacent to the existing Ocotillo – Pinnacle Peak 230kV line generally between Bell Road and Thompson Peak Parkway near the existing TS17 69/12kV substation | Driving Factor(s): To provide electric energy in the northeastern portions of the Phoenix Metropolitan area. The load demands in northeastern portions of the Phoenix Metropolitan area are increasing and this substation will provide a new transmission source to maintain reliability of the local 69kV system serving the area. Additionally, this substation offloads multiple heavily loaded 230kV lines in the Phoenix Metropolitan area. | Reliability | No | N/A | Transmission Line and Substation | 230 kV | Planned | Ocotillo – Pinnacle Peak 230kV line | TS17 230kV Substation | 2025 | SWAT | Yes | Chris Fecke-Stoudt, P.E. | (602) 371-6626 | Christopher.FeckeStoudt@aps.com | 2025-1201 | [34 empty] | 2020-01-28 09:33 |  | 2020-02-05 | 2020-01-28 09:33 | christopher.feckestoudt@aps.com | Modified TPPL V1 APS 2020-01-31 15-14-05.XLSX
1202 | Arizona Public Service | Broadway 230kV Lines | The Broadway Substation will be located less than one mile to the north of the Palm Valley-Rudd 230kV line, on the north side of Broadway Rd. The cut-in and extension of the existing line will generally head directly north and connect to the new Broadway substation. Then a new line will be routed from the new substation generally directly south back to the existing line. This will cut the new substation in and out of the existing line. Each new circuit will be on separate structures. | Driving Factor(s): To provide electric energy to a new high load customer in the area. In service date is predicated on ramp rate of customer load | Reliability | No | N/A | Transmission Line and Substation | 230 kV | Planned | Palm Valley-Rudd 230kV line | Broadway 230kV Substation | 2024 | SWAT | Yes | Chris Fecke-Stoudt, P.E. | (602) 371-6626 | Christopher.FeckeStoudt@aps.com | 2024-1202 | [34 empty] | 2020-01-28 09:33 |  | 2020-02-05 | 2020-01-28 09:33 | christopher.feckestoudt@aps.com | Modified TPPL V1 APS 2020-01-31 15-14-05.XLSX
1204 | Black Hills Energy | Rodriguez 115/13.2 kV Distribution Substation | New distribution substation to offload current distribution circuits. | Improve load serving capability and reliability. | Reliability | No | N/A | Substation | 115 kV | Planned | Salt Creek | Salt Creek | 2023 | CCPG | Yes | Lindsay Briggs | (605) 721-2240 | lindsay.briggs@blackhillscorp.com | 2023-1204 | [34 empty] | 2021-12-21 14:57 |  | 2022-01-26 | 2020-01-27 15:33 | trevor.rombough@blackhillscorp.com | Modified TPPL V1 BHCE 2022-01-26 14-30-27.XLSX
1205 | Black Hills Energy | Boone - South Fowler 115 kV line. | Increase the reliability and transfer capacity to the Fower, Ordway, Rocky Ford, and La Junta areas. | Improve load serving capability and reliability. | Reliability | No | N/A | Transmission Line | 115 kV | Under Construction | Boone | South Fowler | 2022 | CCPG | Yes | Lindsay Briggs | (605) 721-2240 | lindsay.briggs@blackhillscorp.com | 2022-1205 | [34 empty] | 2021-12-21 14:58 |  | 2022-01-26 | 2020-01-27 16:14 | trevor.rombough@blackhillscorp.com | Modified TPPL V1 BHCE 2022-01-26 14-30-27.XLSX
1206 | Black Hills Energy | Hogback 115/69 kVSubstation | New substation to offload Cañon City subtransmission. | Improve load serving capability and reliability. | Reliability | No | N/A | Substation | 115 kV | Under Construction | Hogback | Hogback | 2022 | CCPG | Yes | Lindsay Briggs | (605) 721-2240 | lindsay.briggs@blackhillscorp.com | 2022-1206 | [34 empty] | 2021-12-21 14:58 |  | 2022-01-26 | 2020-01-28 08:07 | trevor.rombough@blackhillscorp.com | Modified TPPL V1 BHCE 2022-01-26 14-30-27.XLSX
1207 | Black Hills Energy | North Penrose 115/13.2 kV Distribution Substation | New distribution substation to offload current distribution circuits. | Improve load serving capability and reliability. | Reliability | No | N/A | Substation | 115 kV | Under Construction | North Penrose | North Penrose | 2022 | CCPG | Yes | Lindsay Briggs | (605) 721-2240 | lindsay.briggs@blackhillscorp.com | 2022-1207 | [34 empty] | 2021-12-21 14:59 |  | 2022-01-26 | 2020-01-28 08:11 | trevor.rombough@blackhillscorp.com | Modified TPPL V1 BHCE 2022-01-26 14-30-27.XLSX
1208 | Black Hills Energy | West Station - Green Horn 115 kV rebuild. | Rebuild 115kV line between West Station and Green Horn. | Increase line rating. | Reliability | No | N/A | Transmission Line | 115 kV | Under Construction | West Station | Green Horn | 2022 | CCPG | Yes | Lindsay Briggs | (605) 721-2240 | lindsay.briggs@blackhillscorp.com | 2022-1208 | [34 empty] | 2021-12-21 14:59 |  | 2022-01-26 | 2020-01-28 09:09 | trevor.rombough@blackhillscorp.com | Modified TPPL V1 BHCE 2022-01-26 14-30-27.XLSX
1210 | Black Hills Power | Rapid City DC Tie RAS Redesign. | Redesign the Rapid City DC tie RAS with revised runback definitions and implement RAS operation reporting per NERC PRC-012-2 . | Comply with NERC PRC-012-2 Standard and reduce runback requirements. | Primarily reliability & secondarily economic | No | N/A | Other | 230 kV | Planned | Rapid City DC Tie | Rapid City DC Tie | TBD prior to 2026 | CCPG | Yes | Lindsay Briggs | (605) 721-2240 | lindsay.briggs@blackhillscorp.com | TBD-1210 | [34 empty] | 2021-12-21 13:04 |  | 2022-01-26 | 2020-01-28 10:21 | trevor.rombough@blackhillscorp.com | Modified TPPL V1 BHP 2022-01-26 15-09-31.XLSX
1214 | Black Hills Power | Lookout - Wyodak 230 kV rebuild. | Rebuild 230kV line between Lookout and Wyodak. | Renew integrity due to age. | Reliability | No | N/A | Transmission Line | 230 kV | Planned | Lookout | Wyodak | 2022 | CCPG | Yes | Lindsay Briggs | (605) 721-2240 | lindsay.briggs@blackhillscorp.com | 2022-1214 | [34 empty] | 2020-01-28 10:51 |  | 2020-02-05 | 2020-01-28 10:51 | lindsay.briggs@blackhillscorp.com | Modified TPPL V1 BHP 2020-01-28 14-38-14.XLSX
1225 | Imperial Irrigation District | 92kV “R” Line Network Upgrades | Network upgrades to southern portion of 92kV “R” Line (Dixieland-Anza) for IPP-084. | Network upgrade | Reliability | No | N/A | Transmission Line | Below 115 kV | Planned | 92kV Dixieland Substation | 92kV Anza Substation | 2023 | SWAT | Yes | Jesus Martinez | 760-339-0574 | jamartinez@iid.com | 2023-1225 | [34 empty] | 2022-01-19 13:54 |  | 2022-02-02 | 2020-10-15 15:50 | rjtorres@iid.com | Modified TPPL V1 IID 2022-02-01 10-02-17.XLSX
1229 | Public Service Company of New Mexico | Four Corners - Rio Puerco update for Arroyo Solar | Four Corners - Rio Puerco Update for Arroyo Solar | Switching Station to Add Resources | Primarily public policy & secondarily economic | Yes | New Mexico 2019 State Bill 489: Energy Transition Act | Substation | 345 kV | Under Construction | Aproximately 60 Miles northwest of Rio Puerco | On the existing Four Corners - Rio Puerco 345 kV Line | 2022 | SWAT | Yes | George Nail | 505-241-2574 | george.nail@pnm.com | 2022-1229 | [34 empty] | 2022-01-10 13:37 |  | 2022-01-10 | 2020-10-18 11:43 | george.nail@pnm.com | Modified TPPL V1 PNM 2022-01-10 13-53-45.XLSX
1231 | Public Service Company of New Mexico | Rio Puerco Switching Station update for Proxy RPS | Renewable Resource Addtions | Generation Interconnection Proxy | Primarily public policy & secondarily reliability | Yes | New Mexico 2019 State Bill 489: Energy Transition Act | Substation | 345 kV | Planned | Rio Puerco Switching Station | Rio Puerco Switching Station | 2027 | SWAT | Yes | George Nail | 505-241-2574 | george.nail@pnm.com | 2027-1231 | [34 empty] | 2022-01-10 13:41 |  | 2022-01-10 | 2020-10-18 11:42 | george.nail@pnm.com | Modified TPPL V1 PNM 2022-01-10 13-53-45.XLSX
1232 | Salt River Project | Palo Verde – Hassayampa 18 ohm series reactor addition on each of the three lines | Add 18 ohm series reactors to the existing 12 ohm series reactors on each of the Palo Verde - Hassayampa lines. This is to reduce short circuit current at Palo Verde. | Mitigate short circuit exceedances at Palo Verde. | Reliability | No | N/A | Other | 500 kV AC | Planned | Palo Verde Switchyard | Palo Verde Switchyard | 2023 | SWAT | Yes | Daniel McGuire | 602.236.3818 | daniel.mcguire@srpnet.com | 2023-1232 | [34 empty] | 2022-01-26 15:38 |  | 2022-02-02 | 2020-10-06 16:39 | daniel.mcguire@srpnet.com | Modified TPPL V1 SRP 2022-02-01 16-19-13.XLSX
1235 | Tri-State Generation and Transmission Association | Milk Creek Switchyard on Craig-Meeker 345kV line | Construct a new Milk Creek Switchyard sectionalizing Craig-Meeker 345kV to accommodate generator interconnection | Generator Interconnection | Primarily reliability & secondarily public policy | Yes | Colorado House Bill 19-1261 & Colorado House Bill 21-1266 | Substation | 345 kV | Planned | Milk Creek | Milk Creek | 2023 | CCPG | Yes | Dylan Fate | 303-254-3981 | dfate@tristategt.org | 2023-1235 | [34 empty] | 2022-02-02 11:08 |  | 2022-02-02 | 2020-10-18 16:39 | dfate@tristategt.org | Modified TPPL V1 TSGT 2022-02-02 11-46-31_bwbmod.XLSX
1236 | Tri-State Generation and Transmission Association | Breaker Addition at Cahone Substation | Add a new 115 kV bay at Cahone Substation to accommodate a generator interconnection | Generator Interconnection | Primarily reliability & secondarily public policy | Yes | Colorado House Bill 19-1261 & Colorado House Bill 21-1266 | Substation | 115 kV | Planned | Cahone | Cahone | 2023 | CCPG | Yes | Dylan Fate | 303-254-3981 | dfate@tristategt.org | 2023-1236 | [34 empty] | 2022-02-02 11:44 |  | 2022-02-02 | 2020-10-18 16:49 | dfate@tristategt.org | Modified TPPL V1 TSGT 2022-02-02 11-46-31_bwbmod.XLSX
1237 | Tri-State Generation and Transmission Association | Breaker Addition at Main Switch Substation | Add a new 115 kV at Main Switch to accommodate a generator interconnection | Generator Interconnection | Primarily reliability & secondarily public policy | Yes | Colorado House Bill 19-1261 & Colorado House Bill 21-1266 | Substation | 115 kV | Conceptual | Main Switch | Main Switch | 2024 | CCPG | Yes | Dylan Fate | 303-254-3981 | dfate@tristategt.org | 2024-1237 | [34 empty] | 2022-02-02 11:45 |  | 2022-02-02 | 2020-10-18 16:52 | dfate@tristategt.org | Modified TPPL V1 TSGT 2022-02-02 11-46-31_bwbmod.XLSX
1238 | Tri-State Generation and Transmission Association | Breaker Addition at Escalante Substation | Add a 230 kV breaker to the Escalante Substation ring bus to accommodate a generator interconnection | Generator Interconnection | Primarily reliability & secondarily public policy | Yes | New Mexico Senate Bill 19-489 | Substation | 230 kV | Planned | Escalante Substation | Escalante Substation | 2023 | SWAT | Yes | Dylan Fate | 303-254-3981 | dfate@tristategt.org | 2023-1238 | [34 empty] | 2022-02-02 11:13 |  | 2022-02-02 | 2020-10-18 17:25 | dfate@tristategt.org | Modified TPPL V1 TSGT 2022-02-02 11-46-31_bwbmod.XLSX
1239 | El Paso Electric Company | Otero 345 kV Substation | Substation to interconnect on existing Amrad-Caliente 345 kV line. | Future Solar and Battery storage project modeled as connecting at this substation. | Reliability and System Reconfiguration | Yes | TBD | Substation | 345 kV | Under Construction | Otero Substation | Otero Substation | 2023 | SWAT | Yes | David Tovar | (915) 543-4355 | dav.tovar@epelectric.com | 2023-1239 | [34 empty] | 2022-04-13 13:06 |  | 2022-04-25 | 2020-11-09 16:25 | Alejandro.Solis@epelectric.com | Modified TPPL V1 EPEC 2022-04-13 14-16-17.XLSX
1240 | Public Service Company of New Mexico | Belen Phase Shifting Transformer | Install phase shifting transformer on the Belen-Soccoro 115 kV line at Belen | Address Overloads on the the 115 kV line | Reliablity | No | N/A | Transformer | 115 kV | Planned | Belen 115 kV station | N/A | 2023 | SWAT | Yes | George Nail | 505-241-2574 | george.nail@pnm.com | 2023-1240 | [34 empty] | 2022-01-09 15:48 |  | 2022-01-10 | 2022-01-09 15:48 | george.nail@pnm.com | Modified TPPL V1 PNM 2022-01-09 16-11-48.XLSX
1241 | Public Service Company of New Mexico | San Juan North 345 kV Station | New 345 kV Satellite to San Juan Switching Station | New 345 kV Station to interconnect generation | Generation Interconnection | Yes | New Mexico 2019 State Bill 489: Energy Transition Act | Substation | 345 kV | Under Construction | San Juan Switching Station | N/A | 2023 | SWAT | Yes | George Nail | 505-241-2574 | george.nail@pnm.com | 2023-1241 | [34 empty] | 2022-01-09 15:56 |  | 2022-01-10 | 2022-01-09 15:56 | george.nail@pnm.com | Modified TPPL V1 PNM 2022-01-09 16-11-48.XLSX
1242 | Public Service Company of New Mexico | New Sky Switching Station | Transmission improvement required to interconnect Sky Ranch generation. Includes new 115 kV station (Sky Ranch) on Belen-Huning Ranch 115 kV line, upgrade of existing Belen-Huning Ranch 115 kV line from Sky Ranch-Huning Ranch, new 115 kV line from Sky Ranch to Rattlesnake 115 kV, and conversion of existing Tome-Belen 46 kV line to 115 kV. | Transmission improvements required for the interconnection of new generation. | Generation Interconnection | No | N/A | Transmission Line and Substation | 115 kV | Under Construction | Central New Mexico | N/A | 2023 | SWAT | Yes | George Nail | 505-241-2574 | george.nail@pnm.com | 2023-1242 | [34 empty] | 2022-01-09 16:02 |  | 2022-01-10 | 2022-01-09 16:02 | george.nail@pnm.com | Modified TPPL V1 PNM 2022-01-09 16-11-48.XLSX
1243 | Public Service Company of New Mexico | Dagger Point Switching Station | Transmission Switching Station for generation interconnection | Transmission improvements required for the interconnection of new generation. | Generation Interconnection | Yes | New Mexico 2019 State Bill 489: Energy Transition Act | Substation | 345 kV | Planned | Rio Puerco | West Mesa | 2023 | SWAT | Yes | George Nail | 505-241-2574 | george.nail@pnm.com | 2023-1243 | [34 empty] | 2022-01-09 16:10 |  | 2022-01-10 | 2022-01-09 16:10 | george.nail@pnm.com | Modified TPPL V1 PNM 2022-01-09 16-11-48.XLSX
1244 | Cal-Mex TX | Cal-Mex TX | 3 mi transmission line between CalMex to Mexicali intertie 161kV new Bonesteele sub | Facilitate generation to load | Need for additional transmission to bring energy to Mexicali load | N/A | N/A | Transmission Line and Substation | 161 kV | Conceptual | Calmex substation, Imperial County, CA | Mexicali Oriente substation in Mexicali, MX | 2026 | SWAT | No | David Frederick | (602) 859-8046 | dfrederick@zglobal.biz | 2026-1244 | https://www.cal-mextx.com/ | No | N/A | N/A | No | N/A | N/A | No | N/A | Yes | No | No | N/A | Yes | 100 MW | Solar PV / Battery | IID System | Mexicali, MX | No | No | N/A | 750 W. Main St. | El Centro | USA | CA | 92243 | Brian Rahman | brahman@zglobal.biz | 604 Sutter St. Ste. 250 | Folsom | USA | CA | 95630 | (916) 985-9461 | 2022-01-19 10:14 |  | 2022-01-19 | 2022-01-19 10:14 | dfrederick@zglobal.biz | Modified TPPL V1 CMT 2022-01-19 10-14-07.XLSX
1245 | Lucky Corridor, LLC | Mora | New 114-mile transmission project to be located in Northeast New Mexico. The project includes one new substation and two major line segments: 1) Mora 345 kV/115 kV Substation, 2) 66-mile, 345 kV Don Carlos-Mora Line Segment, and 3) 48-mile, 115 kV Mora-Arriba Line Segment. The project will originate at a Wind Collector Station located in Union County, NM, the Springer Substation located near Springer, NM (owned by Tri-State), and the Arriba Substation located north of Las Vegas, NM (owned by PNM). | Renewable Energy Delivery | Renewable Energy Delivery | N/A | Renewable Portfolio Standards and NetZero | Transmission Line and Substation | 345 kV | Conceptual | Wind Collector Station located in Union County, NM | The Springer Substation located near Springer, NM and the Arriba Substation located north of Las Vegas, NM | 2024 | SWAT | No | Evan Estes | (636) 628-6174 | eestes@ameren.com | 2024-1245 | http://www.luckycorridor.com | Yes | Yes | No | No | N/A | N/A | No | N/A | No | N/A | Yes | No | No | 180 | Wind | Union County Wind Collector | PNM | No | No |  | 1335 Paseo del Pueblo Sur #255 | Taos | USA | NM | 87571 | Sean Black | sblack2@ameren.com | 1335 Paseo del Pueblo Sur #255 | Taos | USA | NM | 87571 | (314) 554-3844 | 2022-01-22 09:10 |  | 2022-01-24 | 2022-01-22 09:10 | eestes@ameren.com | Modified TPPL V1 LCD 2022-01-24 10-22-00.XLSX
1246 | Lucky Corridor, LLC | Vista Trail | New 345 kV transmission line from the Mora 345 kV substation (Luck Corridor) to the Taos 345 kV substation (TSGT)) and Ojo 345 kV substation (PNM). | Renewable Energy Delivery | Renewable Energy Delivery | N/A | Renewable Portfolio Standards and NetZero | Transmission Line and Substation | 345 kV | Conceptual | Mora 345 kV Substation | Taos 345 kV (TSGT) and Ojo 345kV (PNM) substation | 2026 | SWAT | No | Evan Estes | (636) 628-6174 | eestes@ameren.com | 2026-1246 | http://www.luckycorridor.com | No | N/A | No | No | N/A | N/A | No | N/A | Yes | No | Yes | No | Yes | 500 | Wind | Wind Collector Station in Union County, NM | PNM | No | No |  | 1335 Paseo del Pueblo Sur #255 | Taos | USA | NM | 87571 | Sean Black | sblack2@ameren.com | 1335 Paseo del Pueblo Sur #255 | Taos | USA | NM | 87571 | (314) 554-3844 | 2022-01-22 09:33 |  | 2022-01-24 | 2022-01-22 09:33 | eestes@ameren.com | Modified TPPL V1 LCD 2022-01-24 10-22-00.XLSX
1247 | El Paso Electric Company | Newman-Chaparral 115 kV Line (Reconductor) | The project consists of reconductoring the Newman to Chaparral 115 kV transmission line. | Relieves potential thermal overloads under contingencies. | Reliability | No | N/A | Transmission Line | 115 kV | Under Construction | Newman | Chaparral | 2023 | SWAT | Yes | David Tovar | (915) 543-4355 | dav.tovar@epelectric.com | 2023-1247 | [34 empty] | 2022-03-09 11:45 |  | 2022-03-10 | 2022-01-12 10:05 | Alejandro.Solis@epelectric.com | Modified TPPL V1 EPEC 2022-03-09 14-55-07_bwbmod.XLSX
1248 | El Paso Electric Company | In-and-Out into Otero 345 kV and In-and-Out into Picante 345 kV Substation from Caliente-Amrad 345 kV Line (Amrad to Otero) | In-and-Out into Otero 345 kV and In-and-Out into Picante 345 kV Substation from Caliente-Amrad 345 kV Line (Amrad to Otero) | Improves Reliability | Reliability | No | N/A | Transmission Line | 345 kV | Planned | Amrad | Otero | 2023 | SWAT | Yes | David Tovar | (915) 543-4355 | dav.tovar@epelectric.com | 2023-1248 | [34 empty] | 2022-03-09 12:05 |  | 2022-03-10 | 2022-01-12 10:23 | Alejandro.Solis@epelectric.com | Modified TPPL V1 EPEC 2022-03-09 14-55-07_bwbmod.XLSX
1249 | El Paso Electric Company | Caliente-MPS 16700 115 kV Line (Reconductor) | The project consists of reconductoring the Caliente-MPS 16700 115 kV line transmission line. | Relieves potential thermal overloads under contingencies. | Reliability | No | N/A | Transmission Line | 115 kV | Planned | Caliente | MPS | 2027 | SWAT | Yes | David Tovar | (915) 543-4355 | dav.tovar@epelectric.com | 2027-1249 | [34 empty] | 2022-03-09 13:33 |  | 2022-03-10 | 2022-01-12 10:28 | Alejandro.Solis@epelectric.com | Modified TPPL V1 EPEC 2022-03-09 14-55-07_bwbmod.XLSX
1250 | El Paso Electric Company | Diamond Head Capacitor Banks (New) | New bus shunt capacitor banks connected to a 115 kV bus. | Voltage and Reactive Support | Reliability | No | N/A | Other | 115 kV | Under Construction | Diamond Head | Diamond Head | 2022 | SWAT | Yes | David Tovar | (915) 543-4355 | dav.tovar@epelectric.com | 2022-1250 | [34 empty] | 2022-02-08 15:13 |  | 2022-02-08 | 2022-01-12 15:22 | alejandro.solis@epelectric.com | Modified TPPL V1 EPEC 2022-02-08 15-34-40.XLSX
1251 | El Paso Electric Company | Talavera Capacitor Banks (New) | New bus shunt capacitor banks connected to a 115 kV bus. | Voltage and Reactive Support | Reliability | No | N/A | Other | 115 kV | Under Construction | Talavera | Talavera | 2023 | SWAT | Yes | David Tovar | (915) 543-4355 | dav.tovar@epelectric.com | 2023-1251 | [34 empty] | 2022-04-13 11:28 |  | 2022-04-25 | 2022-01-12 15:22 | Alejandro.Solis@epelectric.com | Modified TPPL V1 EPEC 2022-04-13 14-16-17.XLSX
1253 | El Paso Electric Company | McCombs Substation (New) and Related 115 kV Line Reconfiguration | McCombs Substation (New) and Related 115 kV Line Reconfiguration | Reliability and load growth | Reliability and load growth | No | N/A | Substation | 115 kV | Planned | McCombs | McCombs | 2023 | SWAT | Yes | David Tovar | (915) 543-4355 | dav.tovar@epelectric.com | 2023-1253 | [34 empty] | 2022-03-09 13:22 |  | 2022-03-10 | 2022-01-12 13:10 | Alejandro.Solis@epelectric.com | Modified TPPL V1 EPEC 2022-03-09 14-55-07_bwbmod.XLSX
1254 | El Paso Electric Company | Jornada-Arroyo 115 kV Line (Reconductor/Rebuild) | Jornada-Arroyo 115 kV Line (Reconductor/Rebuild) | Relieves potential thermal overloads under contingencies. | Reliability | No | N/A | Transmission Line | 115 kV | Planned | Jornada | Arroyo | 2024 | SWAT | Yes | David Tovar | (915) 543-4355 | dav.tovar@epelectric.com | 2024-1254 | [34 empty] | 2022-03-09 11:38 |  | 2022-03-10 | 2022-01-12 14:42 | Alejandro.Solis@epelectric.com | Modified TPPL V1 EPEC 2022-03-09 14-55-07_bwbmod.XLSX
1255 | El Paso Electric Company | Apollo-Cox Line 69 kV to 115 kV (Moongate-Apollo Portion - Rebuild) | Apollo-Cox Line 69 kV to 115 kV (Moongate-Apollo Portion - Rebuild) | Load Serving | Load Serving | No | N/A | Transmission Line | 115 kV | Planned | Moongate | Apollo | 2024 | SWAT | Yes | David Tovar | (915) 543-4355 | dav.tovar@epelectric.com | 2024-1255 | [34 empty] | 2022-03-09 11:56 |  | 2022-03-10 | 2022-01-12 14:47 | Alejandro.Solis@epelectric.com | Modified TPPL V1 EPEC 2022-03-09 14-55-07_bwbmod.XLSX
1256 | El Paso Electric Company | Afton North Substation 345 KV (New) and Afton-Newman 345kV Line Reconfiguration | New 345/115 kV substation with new line build exisiting line reconfiguration and other. | Reliability and System Reconfiguration | Reliability | No | N/A | Substation | 345 kV | Under Construction | Afton North | Afton North | 2025 | SWAT | Yes | David Tovar | (915) 543-4355 | dav.tovar@epelectric.com | 2025-1256 | [34 empty] | 2022-03-09 13:03 |  | 2022-03-10 | 2022-01-12 14:52 | Alejandro.Solis@epelectric.com | Modified TPPL V1 EPEC 2022-03-09 14-55-07_bwbmod.XLSX
1257 | El Paso Electric Company | Afton-Afton North 345 kV Double Bundled Line (New) | New 345 kV line | Reliability | Reliability | No | N/A | Transmission Line | 345 kV | Planned | Afton | Afton North | 2025 | SWAT | Yes | David Tovar | (915) 543-4355 | dav.tovar@epelectric.com | 2025-1257 | [34 empty] | 2022-03-09 11:42 |  | 2022-03-10 | 2022-01-12 14:54 | Alejandro.Solis@epelectric.com | Modified TPPL V1 EPEC 2022-03-09 14-55-07_bwbmod.XLSX
1258 | El Paso Electric Company | Roberts Substation (New) and Related 115 kV Line Reconfiguration | Roberts Substation (New) and Related 115 kV Line Reconfiguration | Reliability and System Reconfiguration | Reliability | No | N/A | Substation | 115 kV | Under Construction | Roberts | Roberts | 2023 | SWAT | Yes | David Tovar | (915) 543-4355 | dav.tovar@epelectric.com | 2023-1258 | [34 empty] | 2022-02-08 15:06 |  | 2022-02-08 | 2022-01-12 14:58 | alejandro.solis@epelectric.com | Modified TPPL V1 EPEC 2022-02-08 15-34-40.XLSX
1259 | El Paso Electric Company | Afton North-Vado 115 kV Double Bundled Line (New) | Afton North-Vado 115 kV Double Bundled Line (New) | Reliability and Load Growth | Reliability | No | N/A | Transmission Line | 115 kV | Planned | Afton North | Vado | 2026 | SWAT | Yes | David Tovar | (915) 543-4355 | dav.tovar@epelectric.com | 2026-1259 | [34 empty] | 2022-03-09 11:39 |  | 2022-03-10 | 2022-01-12 15:01 | Alejandro.Solis@epelectric.com | Modified TPPL V1 EPEC 2022-03-09 14-55-07_bwbmod.XLSX
1260 | El Paso Electric Company | Afton North (Two) 224 MVA 345/115 kV Autotransformers (New) | Afton North (Two) 224 MVA 345/115 kV Autotransformers (New) | Reliability | Reliability | No | N/A | Transformer | 345 kV | Planned | Afton North | Afton North | 2025 | SWAT | Yes | David Tovar | (915) 543-4355 | dav.tovar@epelectric.com | 2025-1260 | [34 empty] | 2022-03-09 12:21 |  | 2022-03-10 | 2022-01-13 10:43 | Alejandro.Solis@epelectric.com | Modified TPPL V1 EPEC 2022-03-09 14-55-07_bwbmod.XLSX
1261 | El Paso Electric Company | Vado Substation 115 kV (New) | Vado Substation 115 kV (New) | Reliability | Reliability | No | N/A | Substation | 115 kV | Planned | Vado | Vado | 2026 | SWAT | Yes | David Tovar | (915) 543-4355 | dav.tovar@epelectric.com | 2026-1261 | [34 empty] | 2022-03-09 12:23 |  | 2022-03-10 | 2022-01-12 15:04 | Alejandro.Solis@epelectric.com | Modified TPPL V1 EPEC 2022-03-09 14-55-07_bwbmod.XLSX
1262 | El Paso Electric Company | Seabeck Switching Station 115 kV (New) | Seabeck Switching Station 115 kV (New) | Reliability | Reliability | No | N/A | Other | 115 kV | Planned | Seabeck | Seabeck | 2025 | SWAT | Yes | David Tovar | (915) 543-4355 | dav.tovar@epelectric.com | 2025-1262 | [34 empty] | 2022-03-09 12:26 |  | 2022-03-10 | 2022-01-12 15:06 | Alejandro.Solis@epelectric.com | Modified TPPL V1 EPEC 2022-03-09 14-55-07_bwbmod.XLSX
1263 | El Paso Electric Company | Seabeck-Horizon 115 kV Line (New) | Seabeck-Horizon 115 kV Line (New) | Relieves potential thermal overloads under contingencies. | Reliability | No | N/A | Transmission Line | 115 kV | Planned | Seabeck | Horizon | 2025 | SWAT | Yes | David Tovar | (915) 543-4355 | dav.tovar@epelectric.com | 2025-1263 | [34 empty] | 2022-03-09 13:38 |  | 2022-03-10 | 2022-01-12 15:09 | Alejandro.Solis@epelectric.com | Modified TPPL V1 EPEC 2022-03-09 14-55-07_bwbmod.XLSX
1264 | El Paso Electric Company | Seabeck-San Felipe 115 kV Line (New) | Seabeck-San Felipe 115 kV Line (New) | Relieves potential thermal overloads under contingencies. | Reliability | No | N/A | Transmission Line | 115 kV | Planned | Seabeck | San Felipe | 2025 | SWAT | Yes | David Tovar | (915) 543-4355 | dav.tovar@epelectric.com | 2025-1264 | [34 empty] | 2022-03-09 13:40 |  | 2022-03-10 | 2022-01-12 15:12 | Alejandro.Solis@epelectric.com | Modified TPPL V1 EPEC 2022-03-09 14-55-07_bwbmod.XLSX
1265 | El Paso Electric Company | San Felipe Substation 115/69 kV (New) | San Felipe Substation 115/69 kV (New) | Reliability and System Expansion | Reliability | No | N/A | Substation | 115 kV | Planned | San Felipe | San Felipe | 2025 | SWAT | Yes | David Tovar | (915) 543-4355 | dav.tovar@epelectric.com | 2025-1265 | [34 empty] | 2022-03-09 12:18 |  | 2022-03-10 | 2022-01-12 15:16 | Alejandro.Solis@epelectric.com | Modified TPPL V1 EPEC 2022-03-09 14-55-07_bwbmod.XLSX
1266 | El Paso Electric Company | Sparks-San Felipe Line (Conversion/Reconductor) 69 kV to 115 kV | This project will involve the conversion and reconductoring the Sparks-San Felipe transmission line from 69 kV to 115 kV. | Relieves potential thermal overloads under contingencies. | Reliability | No | N/A | Transmission Line | 115 kV | Planned | Sparks | San Felipe | 2026 | SWAT | Yes | David Tovar | (915) 543-4355 | dav.tovar@epelectric.com | 2026-1266 | [34 empty] | 2022-03-09 11:50 |  | 2022-03-10 | 2022-01-12 15:18 | Alejandro.Solis@epelectric.com | Modified TPPL V1 EPEC 2022-03-09 14-55-07_bwbmod.XLSX
1267 | El Paso Electric Company | San Felipe Capacitor Banks (New) | New bus shunt capacitor banks connected to a 115 kV bus. | Voltage and Reactive Support | Reliability | No | N/A | Other | 115 kV | Planned | San Felipe | San Felipe | 2025 | SWAT | Yes | David Tovar | (915) 543-4355 | dav.tovar@epelectric.com | 2025-1267 | [34 empty] | 2022-03-09 12:30 |  | 2022-03-10 | 2022-01-13 08:21 | Alejandro.Solis@epelectric.com | Modified TPPL V1 EPEC 2022-03-09 14-55-07_bwbmod.XLSX
1268 | El Paso Electric Company | Pine Switching Station 115 kV (New) | Pine Switching Station 115 kV (New) | Reliability | Reliability | No | N/A | Other | 115 kV | Planned | Pine | Pine | 2026 | SWAT | Yes | David Tovar | (915) 543-4355 | dav.tovar@epelectric.com | 2026-1268 | [34 empty] | 2022-03-09 12:28 |  | 2022-03-10 | 2022-01-12 15:25 | Alejandro.Solis@epelectric.com | Modified TPPL V1 EPEC 2022-03-09 14-55-07_bwbmod.XLSX
1269 | El Paso Electric Company | Pine-Seabeck 115 kV Line (New) | Pine-Seabeck 115 kV Line (New) | Relieves potential thermal overloads under contingencies. | Reliability | No | N/A | Transmission Line | 115 kV | Planned | Pine | Seabeck | 2026 | SWAT | Yes | David Tovar | (915) 543-4355 | dav.tovar@epelectric.com | 2026-1269 | [34 empty] | 2022-03-09 11:40 |  | 2022-03-10 | 2022-01-12 15:28 | Alejandro.Solis@epelectric.com | Modified TPPL V1 EPEC 2022-03-09 14-55-07_bwbmod.XLSX
1270 | El Paso Electric Company | Coyote-Pine 115 kV Line (Reconductor) | Coyote-Pine 115 kV Line (Reconductor) | Relieves potential thermal overloads under contingencies. | Reliability | No | N/A | Transmission Line | 115 kV | Planned | Coyote | Pine | 2026 | SWAT | Yes | David Tovar | (915) 543-4355 | dav.tovar@epelectric.com | 2026-1270 | [34 empty] | 2022-03-09 11:49 |  | 2022-03-10 | 2022-01-12 15:48 | Alejandro.Solis@epelectric.com | Modified TPPL V1 EPEC 2022-03-09 14-55-07_bwbmod.XLSX
1271 | El Paso Electric Company | Rio Grande-Sunset 69 kV Lines (5500/5600) (Rebuild/Reconductor) | Rio Grande-Sunset 69 kV Lines (5500/5600) (Rebuild/Reconductor) | Relieves potential thermal overloads under contingencies. | Reliability | No | N/A | Transmission Line | Below 115 kV | Under Construction | Rio Grande | Sunset | 2026 | SWAT | Yes | David Tovar | (915) 543-4355 | dav.tovar@epelectric.com | 2026-1271 | [34 empty] | 2022-03-09 12:15 |  | 2022-03-10 | 2022-01-13 08:29 | Alejandro.Solis@epelectric.com | Modified TPPL V1 EPEC 2022-03-09 14-55-07_bwbmod.XLSX
1272 | El Paso Electric Company | CE-2 Substation (New) and Related 115 kV West Loop Line Reconfiguration | CE-2 Substation (New) and Related 115 kV West Loop Line Reconfiguration | Reliability, Load Growth, and System Reconfiguration | Reliability | No | N/A | Substation | 115 kV | Planned | CE-2 | CE-2 | 2025 | SWAT | Yes | David Tovar | (915) 543-4355 | dav.tovar@epelectric.com | 2025-1272 | [34 empty] | 2022-01-13 09:01 |  | 2022-01-24 | 2022-01-13 09:01 | Alejandro.Solis@epelectric.com | Modified TPPL V1 EPEC 2022-01-24 12-58-05_bwbmod.XLSX
1273 | El Paso Electric Company | CE2 Capacitor Banks (New) | New bus shunt capacitor banks connected to a 115 kV bus. | Voltage and Reactive Support | Reliability | No | N/A | Other | 115 kV | Planned | CE2 | CE2 | 2025 | SWAT | Yes | David Tovar | (915) 543-4355 | dav.tovar@epelectric.com | 2025-1273 | [34 empty] | 2022-01-13 09:03 |  | 2022-01-24 | 2022-01-13 09:03 | Alejandro.Solis@epelectric.com | Modified TPPL V1 EPEC 2022-01-24 12-58-05_bwbmod.XLSX
1274 | El Paso Electric Company | Vado-Salopek 115 kV Double Bundled Line (Reconductor) | Vado-Salopek 115 kV Double Bundled Line (Reconductor) | Reliability | Reliability | No | N/A | Transmission Line | 115 kV | Planned | Vado | Salopek | 2027 | SWAT | Yes | David Tovar | (915) 543-4355 | dav.tovar@epelectric.com | 2027-1274 | [34 empty] | 2022-03-09 11:49 |  | 2022-03-10 | 2022-01-13 09:12 | Alejandro.Solis@epelectric.com | Modified TPPL V1 EPEC 2022-03-09 14-55-07_bwbmod.XLSX
1275 | El Paso Electric Company | New Amrad SVC/STATCOM device connecting on high-voltage side to Amrad 345 kV side using its own dedicated step-up step up transformer. | New Amrad SVC/STATCOM device connecting on high-voltage side to Amrad 345 kV side using its own dedicated step-up step up transformer. | Voltage and Reactive Support | Reliability | No | N/A | Other | 345 kV | Planned | Amrad | Amrad | 2026 | SWAT | Yes | David Tovar | (915) 543-4355 | dav.tovar@epelectric.com | 2026-1275 | [34 empty] | 2022-01-13 09:59 |  | 2022-01-24 | 2022-01-13 09:59 | Alejandro.Solis@epelectric.com | Modified TPPL V1 EPEC 2022-01-24 12-58-05_bwbmod.XLSX
1276 | El Paso Electric Company | CE-3 Substation (New) and Related 115 kV West Loop Line Reconfiguration | CE-3 Substation (New) and Related 115 kV West Loop Line Reconfiguration | Reliability, Load Growth, and System Reconfiguration | Reliability | No | N/A | Substation | 115 kV | Planned | CE-3 | CE-3 | 2027 | SWAT | Yes | David Tovar | (915) 543-4355 | dav.tovar@epelectric.com | 2027-1276 | [34 empty] | 2022-03-09 13:25 |  | 2022-03-10 | 2022-01-13 10:07 | Alejandro.Solis@epelectric.com | Modified TPPL V1 EPEC 2022-03-09 14-55-07_bwbmod.XLSX
1277 | El Paso Electric Company | Leasburg Capacitor Banks (New) | New bus shunt capacitor banks connected to a 115 kV bus. | Voltage and Reactive Support | Reliability | No | N/A | Other | 115 kV | Planned | Leasburg | Leasburg | 2026 | SWAT | Yes | David Tovar | (915) 543-4355 | dav.tovar@epelectric.com | 2026-1277 | [34 empty] | 2022-01-13 10:13 |  | 2022-01-24 | 2022-01-13 10:13 | Alejandro.Solis@epelectric.com | Modified TPPL V1 EPEC 2022-01-24 12-58-05_bwbmod.XLSX
1278 | El Paso Electric Company | Vado-Anthony 115 kV Line Double Bundled (Reconductor) | Vado-Anthony 115 kV Line Double Bundled (Reconductor) | Reliability | Reliability | No | N/A | Transmission Line | 115 kV | Planned | Vado | Anthony | 2027 | SWAT | Yes | David Tovar | (915) 543-4355 | dav.tovar@epelectric.com | 2027-1278 | [34 empty] | 2022-01-13 10:17 |  | 2022-01-24 | 2022-01-13 10:17 | Alejandro.Solis@epelectric.com | Modified TPPL V1 EPEC 2022-01-24 12-58-05_bwbmod.XLSX
1279 | El Paso Electric Company | Afton North-Airport 115 kV Line (New) | Afton North-Airport 115 kV Line (New) | Load Serving | Reliability | No | N/A | Transmission Line | 115 kV | Planned | Afton North | Airport | 2025 | SWAT | Yes | David Tovar | (915) 543-4355 | dav.tovar@epelectric.com | 2025-1279 | [34 empty] | 2022-03-09 11:36 |  | 2022-03-10 | 2022-01-13 10:24 | Alejandro.Solis@epelectric.com | Modified TPPL V1 EPEC 2022-03-09 14-55-07_bwbmod.XLSX
1280 | El Paso Electric Company | CE-4 Substation (New) and Related 115 kV West Loop Line Reconfiguration | CE-4 Substation (New) and Related 115 kV West Loop Line Reconfiguration | Reliability, Load Growth, and System Reconfiguration | Reliability | No | N/A | Substation | 115 kV | Planned | CE-4 | CE-4 | 2027 | SWAT | Yes | David Tovar | (915) 543-4355 | dav.tovar@epelectric.com | 2027-1280 | [34 empty] | 2022-03-09 13:26 |  | 2022-03-10 | 2022-01-13 10:26 | Alejandro.Solis@epelectric.com | Modified TPPL V1 EPEC 2022-03-09 14-55-07_bwbmod.XLSX
1281 | El Paso Electric Company | CE4 Capacitor Banks (New) | New bus shunt capacitor banks connected to a 115 kV bus. | Voltage and Reactive Support | Reliability | No | N/A | Other | 115 kV | Planned | CE-4 | CE-4 | 2027 | SWAT | Yes | David Tovar | (915) 543-4355 | dav.tovar@epelectric.com | 2027-1281 | [34 empty] | 2022-03-09 13:26 |  | 2022-03-10 | 2022-01-13 10:28 | Alejandro.Solis@epelectric.com | Modified TPPL V1 EPEC 2022-03-09 14-55-07_bwbmod.XLSX
1282 | El Paso Electric Company | In-and-Out into Vado 345 kV Substation from Afton North-Newman 345 kV Line | In-and-Out into Vado 345 kV Substation from Afton North-Newman 345 kV Line | Improves Reliability | Reliability | No | N/A | Transmission Line | 345 kV | Planned | Vado | Afton North-Newman | 2030 | SWAT | Yes | David Tovar | (915) 543-4355 | dav.tovar@epelectric.com | 2030-1282 | [34 empty] | 2022-04-13 13:07 |  | 2022-04-25 | 2022-01-13 10:39 | Alejandro.Solis@epelectric.com | Modified TPPL V1 EPEC 2022-04-13 14-16-17.XLSX
1283 | El Paso Electric Company | Vado 224 MVA Vado 345/115 kV Autotransformer (New) | Vado 224 MVA Vado 345/115 kV Autotransformer (New) | Reliability | Reliability | No | N/A | Transformer | 345 kV | Planned | Vado | Vado | 2030 | SWAT | Yes | David Tovar | (915) 543-4355 | dav.tovar@epelectric.com | 2030-1283 | [34 empty] | 2022-04-13 13:02 |  | 2022-04-25 | 2022-01-13 10:45 | Alejandro.Solis@epelectric.com | Modified TPPL V1 EPEC 2022-04-13 14-16-17.XLSX
1284 | El Paso Electric Company | Rio Grande-Sunset North 115 kV Line (Rebuild/Reconductor) | Rio Grande-Sunset North 115 kV Line (Rebuild/Reconductor) | Relieves potential thermal overloads under contingencies. | Reliability | No | N/A | Transmission Line | 115 kV | Under Construction | Rio Grande | Sunset North | 2026 | SWAT | Yes | David Tovar | (915) 543-4355 | dav.tovar@epelectric.com | 2026-1284 | [34 empty] | 2022-03-09 11:44 |  | 2022-03-10 | 2022-01-13 08:31 | Alejandro.Solis@epelectric.com | Modified TPPL V1 EPEC 2022-03-09 14-55-07_bwbmod.XLSX
1286 | El Paso Electric Company | Leasburg Substation | Leasburg Substation | Reliability | Reliability | No | N/A | Substation | 115 kV | Planned | Leasburg | Leasburg | 2026 | SWAT | Yes | David Tovar | (915) 543-4355 | dav.tovar@epelectric.com | 2026-1286 | [34 empty] | 2022-01-13 13:13 |  | 2022-01-24 | 2022-01-13 13:13 | Alejandro.Solis@epelectric.com | Modified TPPL V1 EPEC 2022-01-24 12-58-05_bwbmod.XLSX
1307 | Black Hills Energy | BHCT-G29 Substation | 200 MW Solar LGI | Generator Interconnection | Generator Interconnection | No | N/A | Substation | 115 kV | Conceptual | West Station - Hogback 230 kV Line | N/A | 2023 | CCPG | Yes | Lindsay Briggs | (605) 721-2240 | lindsay.briggs@blackhillscorp.com | 2023-1307 | [34 empty] | 2021-12-21 15:03 |  | 2022-01-26 | 2021-12-21 15:03 | trevor.rombough@blackhillscorp.com | Modified TPPL V1 BHCE 2022-01-26 14-30-27.XLSX
1308 | Cheyenne Light Fuel and Power | Campstool 115 kV Substation | 115 kV substation | Serve new load | Load Growth | No | N/A | Substation | 115 kV | Under Construction | Cheyenne, WY | Cheyenne, WY | 2022 | CCPG | Yes | Lindsay Briggs | (605) 721-2240 | lindsay.briggs@blackhillscorp.com | 2022-1308 | [34 empty] | 2021-12-21 13:24 |  | 2022-01-26 | 2021-12-21 13:24 | trevor.rombough@blackhillscorp.com | Modified TPPL V1 CLFP 2022-01-26 14-32-18.XLSX
1309 | Cheyenne Light Fuel and Power | East Business Park - Campstool 115 kV Double Circuit | 115 kV double circuit | Load Growth | Load Growth | No | N/A | Transmission Line | 115 kV | Under Construction | East Business Park 115 kV substation | Campstool 115 kV substation | 2022 | CCPG | Yes | Lindsay Briggs | (605) 721-2240 | lindsay.briggs@blackhillscorp.com | 2022-1309 | [34 empty] | 2021-12-21 13:31 |  | 2022-01-26 | 2021-12-21 13:31 | trevor.rombough@blackhillscorp.com | Modified TPPL V1 CLFP 2022-01-26 14-32-18.XLSX
1310 | Cheyenne Light Fuel and Power | Bison 115 kV Substation | 115 kV Substation | Load Growth | Load Growth | No | N/A | Substation | 115 kV | Under Construction | Cheyenne, WY | N/A | 2022 | CCPG | Yes | Lindsay Briggs | (605) 721-2240 | lindsay.briggs@blackhillscorp.com | 2022-1310 | [34 empty] | 2021-12-21 13:33 |  | 2022-01-26 | 2021-12-21 13:33 | trevor.rombough@blackhillscorp.com | Modified TPPL V1 CLFP 2022-01-26 14-32-18.XLSX
1311 | Cheyenne Light Fuel and Power | CPGS - Sweetgrass - Bison 115 kV Double Circuit | Double circuit 115 kV line | Load Growth | Load Growth | No | N/A | Transmission Line | 115 kV | Under Construction | CPGS 115 kV Substation | Bison 115 kV Substation | 2022 | CCPG | Yes | Lindsay Briggs | (605) 721-2240 | lindsay.briggs@blackhillscorp.com | 2022-1311 | [34 empty] | 2021-12-21 13:35 |  | 2022-01-26 | 2021-12-21 13:35 | trevor.rombough@blackhillscorp.com | Modified TPPL V1 CLFP 2022-01-26 14-32-18.XLSX
1312 | Cheyenne Light Fuel and Power | Sweetgrass 115 kV Substation | 115 kV substation | Load Growth | Load Growth | No | N/A | Substation | 115 kV | Planned | Cheyenne, WY | Cheyenne, WY | 2023 | CCPG | Yes | Lindsay Briggs | (605) 721-2240 | lindsay.briggs@blackhillscorp.com | 2023-1312 | [34 empty] | 2021-12-21 13:37 |  | 2022-01-26 | 2021-12-21 13:37 | trevor.rombough@blackhillscorp.com | Modified TPPL V1 CLFP 2022-01-26 14-32-18.XLSX
1313 | Cheyenne Light Fuel and Power | Sweetgrass - South Cheyenne kV 115 kV Line | 115 kV Line | Load Growth | Load Growth | No | N/A | Transmission Line | 115 kV | Planned | Sweetgrass 115 kV Substation | South Cheyenne 115 kV Substation | 2023 | CCPG | Yes | Lindsay Briggs | (605) 721-2240 | lindsay.briggs@blackhillscorp.com | 2023-1313 | [34 empty] | 2021-12-21 13:40 |  | 2022-01-26 | 2021-12-21 13:40 | trevor.rombough@blackhillscorp.com | Modified TPPL V1 CLFP 2022-01-26 14-32-18.XLSX
1314 | Cheyenne Light Fuel and Power | Orchard Valley 115 kV Substation | 115 kV Substation | Serving Load | Multiple | No | N/A | Transmission Line | 115 kV | Planned | Cheyenne, WY | Cheyenne, WY | TBD prior to 2026 | CCPG | Yes | Lindsay Briggs | (605) 721-2240 | lindsay.briggs@blackhillscorp.com | TBD-1314 | [34 empty] | 2022-01-26 12:43 |  | 2022-01-26 | 2022-01-26 12:43 | trevor.rombough@blackhillscorp.com | Modified TPPL V1 CLFP 2022-01-26 14-32-18.XLSX
1315 | Cheyenne Light Fuel and Power | Allison Draw 115 kV Substation | 115 kV Substation | Load Serving | Transmission Service | No | N/A | Substation | 115 kV | Planned | Cheyenne, WY | Cheyenne, WY | TBD prior to 2026 | CCPG | Yes | Lindsay Briggs | (605) 721-2240 | lindsay.briggs@blackhillscorp.com | TBD-1315 | [34 empty] | 2022-01-26 12:43 |  | 2022-01-26 | 2022-01-26 12:43 | trevor.rombough@blackhillscorp.com | Modified TPPL V1 CLFP 2022-01-26 14-32-18.XLSX
1316 | Cheyenne Light Fuel and Power | Bison - Orchard Valley 115 kV Line | 115 kV Line | Multiple | Multiple | No | N/A | Transmission Line | 115 kV | Planned | Bison 115 kV Substation | Orchard Valley 115 kV Substation | TBD prior to 2026 | CCPG | Yes | Lindsay Briggs | (605) 721-2240 | lindsay.briggs@blackhillscorp.com | TBD-1316 | [34 empty] | 2022-01-26 12:45 |  | 2022-01-26 | 2022-01-26 12:45 | trevor.rombough@blackhillscorp.com | Modified TPPL V1 CLFP 2022-01-26 14-32-18.XLSX
1317 | Cheyenne Light Fuel and Power | Orchard Valley - King Ranch 115 kV Line | 115 kV Line | Multiple | Multiple | No | N/A | Transmission Line | 115 kV | Planned | Orchard Valley 115 kV Substation | King Ranch 115 kV Substation | TBD prior to 2026 | CCPG | Yes | Lindsay Briggs | (605) 721-2240 | lindsay.briggs@blackhillscorp.com | TBD-1317 | [34 empty] | 2022-01-26 12:46 |  | 2022-01-26 | 2022-01-26 12:46 | trevor.rombough@blackhillscorp.com | Modified TPPL V1 CLFP 2022-01-26 14-32-18.XLSX
1318 | Cheyenne Light Fuel and Power | Bison - West Cheyenne 115 kV Line | 115 kV line | Multiple | Multiple | No | N/A | Transmission Line | 115 kV | Planned | Orchard Valley 115 kV Substation | West Cheyenne 115 kV Substation | TBD prior to 2026 | CCPG | Yes | Lindsay Briggs | (605) 721-2240 | lindsay.briggs@blackhillscorp.com | TBD-1318 | [34 empty] | 2022-01-26 12:47 |  | 2022-01-26 | 2022-01-26 12:47 | trevor.rombough@blackhillscorp.com | Modified TPPL V1 CLFP 2022-01-26 14-32-18.XLSX
1319 | Cheyenne Light Fuel and Power | Happy Jack - North Range #2 115 kV Line | 115 kV Line | Reliability | Reliability | No | N/A | Transmission Line | 115 kV | Conceptual | Happy Jack 115 kV Substation | North Range 115 kV Substation | TBD | CCPG | Yes | Lindsay Briggs | (605) 721-2240 | lindsay.briggs@blackhillscorp.com | TBD-1319 | [34 empty] | 2021-12-21 14:33 |  | 2022-01-26 | 2021-12-21 14:33 | trevor.rombough@blackhillscorp.com | Modified TPPL V1 CLFP 2022-01-26 14-32-18.XLSX
1320 | Cheyenne Light Fuel and Power | Allison Draw - Campstool 115 kV Line | 115 kV Line | Transmission Service | Transmission Service | No | N/A | Transmission Line | 115 kV | Planned | Allison Draw 115 kV Substation | Campstool 115 kV Substation | TBD prior to 2026 | CCPG | Yes | Lindsay Briggs | (605) 721-2240 | lindsay.briggs@blackhillscorp.com | TBD-1320 | [34 empty] | 2022-01-26 12:47 |  | 2022-01-26 | 2022-01-26 12:47 | trevor.rombough@blackhillscorp.com | Modified TPPL V1 CLFP 2022-01-26 14-32-18.XLSX
1321 | Cheyenne Light Fuel and Power | Allison Draw - CPGS 115 kV Line | 115 kV Line | Transmission Service | Transmission Service | No | N/A | Transmission Line | 115 kV | Planned | Allison Draw 115 kV Substation | CPGS 115 kV Substation | TBD prior to 2026 | CCPG | Yes | Lindsay Briggs | (605) 721-2240 | lindsay.briggs@blackhillscorp.com | TBD-1321 | [34 empty] | 2022-01-26 12:48 |  | 2022-01-26 | 2022-01-26 12:48 | trevor.rombough@blackhillscorp.com | Modified TPPL V1 CLFP 2022-01-26 14-32-18.XLSX
1322 | Cheyenne Light Fuel and Power | Bluffs 230 kV Substation | 230 kV Substation | Transmission Service | Transmission Service | No | N/A | Substation | 230 kV | Planned | N/A | N/A | TBD prior to 2026 | CCPG | Yes | Lindsay Briggs | (605) 721-2240 | lindsay.briggs@blackhillscorp.com | TBD-1322 | [34 empty] | 2022-01-26 12:48 |  | 2022-01-26 | 2022-01-26 12:48 | trevor.rombough@blackhillscorp.com | Modified TPPL V1 CLFP 2022-01-26 14-32-18.XLSX
1323 | Cheyenne Light Fuel and Power | Sweetgrass 230 kV Substation | 230 kV Substation | Transmission Service | Transmission Service | No | N/A | Substation | 230 kV | Planned | Cheyenne, WY | Cheyenne, WY | TBD prior to 2026 | CCPG | Yes | Lindsay Briggs | (605) 721-2240 | lindsay.briggs@blackhillscorp.com | TBD-1323 | [34 empty] | 2022-01-26 12:51 |  | 2022-01-26 | 2022-01-26 12:51 | trevor.rombough@blackhillscorp.com | Modified TPPL V1 CLFP 2022-01-26 14-32-18.XLSX
1324 | Cheyenne Light Fuel and Power | Sweetgrass - Bluffs 230 kV Line | 230 kV Line | Transmission Service | Transmission Service | No | N/A | Transmission Line | 230 kV | Planned | Sweetgrass 230 kV Substation | Bluffs 230 kV Substation | TBD prior to 2026 | CCPG | Yes | Lindsay Briggs | (605) 721-2240 | lindsay.briggs@blackhillscorp.com | TBD-1324 | [34 empty] | 2022-01-26 12:51 |  | 2022-01-26 | 2022-01-26 12:51 | trevor.rombough@blackhillscorp.com | Modified TPPL V1 CLFP 2022-01-26 14-32-18.XLSX
1325 | Cheyenne Light Fuel and Power | West Cheyenne 230 kV Substation | 230 kV Substation | Transmission Service | Transmission Service | No | N/A | Substation | 230 kV | Planned | Cheyenne, Wy | Cheyenne, Wy | TBD prior to 2026 | CCPG | Yes | Lindsay Briggs | (605) 721-2240 | lindsay.briggs@blackhillscorp.com | TBD-1325 | [34 empty] | 2022-01-26 12:51 |  | 2022-01-26 | 2022-01-26 12:51 | trevor.rombough@blackhillscorp.com | Modified TPPL V1 CLFP 2022-01-26 14-32-18.XLSX
1326 | Cheyenne Light Fuel and Power | West Cheyenne - Sweetgrass 230 kV Line | 230 kV Line | Transmission Service | Transmission Service | No | N/A | Transmission Line | 230 kV | Planned | West Cheyenne 230 kV Substation | Sweetgrass 230 kV Substation | TBD prior to 2026 | CCPG | Yes | Lindsay Briggs | (605) 721-2240 | lindsay.briggs@blackhillscorp.com | TBD-1326 | [34 empty] | 2022-01-26 12:52 |  | 2022-01-26 | 2022-01-26 12:52 | trevor.rombough@blackhillscorp.com | Modified TPPL V1 CLFP 2022-01-26 14-32-18.XLSX
1327 | Cheyenne Light Fuel and Power | West Cheyenne - Windstar 230 kV Line | 230 kV Line | Transmission Service | Transmission Service | No | N/A | Transmission Line | 230 kV | Planned | West Cheyenne 230 kV Substation | Windstar 230 kV Substation | TBD prior to 2026 | CCPG | Yes | Lindsay Briggs | (605) 721-2240 | lindsay.briggs@blackhillscorp.com | TBD-1327 | [34 empty] | 2022-01-26 12:52 |  | 2022-01-26 | 2022-01-26 12:52 | trevor.rombough@blackhillscorp.com | Modified TPPL V1 CLFP 2022-01-26 14-32-18.XLSX
1328 | Public Service Company of Colorado/ Xcel Energy | Colorado's Power Pathway | New double circuit 345kV transmission expansion in eastern Colorado will include four new substations along the route. Project will also include expansion at four existing substations. | Project will access and deliver renewable resources in the region. | Public Policy | Yes | Colorado HB 19-236 | Transmission Line and Substation | 345 kV | Planned | Fort St. Vrain | Harvest Mile | 2027 | CCPG | Yes | Gilbert Flores | (303) 571-7109 | gilbert.y.flores@xcelenergy.com | 2027-1328 | [34 empty] | 2022-01-27 10:48 |  | 2022-01-27 | 2022-01-27 10:48 | gilbert.y.flores@xcelenergy.com | Modified TPPL V1 PSC 2022-01-27 10-50-49.XLSX
1329 | Public Service Company of Colorado/ Xcel Energy | Stagecoach Switching Station | A 230kV switching station tapping Comanche to Midway 230kV line. | Enables interconnection. | Reliability | No | N/A | Substation | 230 kV | Planned | Pueblo, CO | Pueblo, CO | 2024 | CCPG | Yes | Gilbert Flores | (303) 571-7109 | gilbert.y.flores@xcelenergy.com | 2024-1329 | [34 empty] | 2022-01-27 10:49 |  | 2022-01-27 | 2022-01-27 10:49 | gilbert.y.flores@xcelenergy.com | Modified TPPL V1 PSC 2022-01-27 10-50-49.XLSX
1330 | Public Service Company of Colorado/ Xcel Energy | Daniels Park to Prairie Reconductor 230kV | Reconductor existing 230kV line | Increase in rating | Reliability | No | N/A | Transmission Line | 230 kV | Planned | Daniels Park substation | Prairie substation | 2023 | CCPG | Yes | Gilbert Flores | (303) 571-7109 | gilbert.y.flores@xcelenergy.com | 2023-1330 | [34 empty] | 2022-01-27 10:49 |  | 2022-01-27 | 2022-01-27 10:49 | gilbert.y.flores@xcelenergy.com | Modified TPPL V1 PSC 2022-01-27 10-50-49.XLSX
1331 | Public Service Company of Colorado/ Xcel Energy | Midway Transformer Upgrade | Replace existing 230/115kV transformer | Increase transformer rating | Reliability | No | N/A | Transformer | 230 kV | Planned | Midway | Midway | 2023 | CCPG | Yes | Gilbert Flores | (303) 571-7109 | gilbert.y.flores@xcelenergy.com | 2023-1331 | [34 empty] | 2022-01-27 10:50 |  | 2022-01-27 | 2022-01-27 10:50 | gilbert.y.flores@xcelenergy.com | Modified TPPL V1 PSC 2022-01-27 10-50-49.XLSX
1332 | Tucson Electric Power | Rillito 138kV Conversion to breaker-and-a-half substation | Convert existing Rillito 138kV substation into a breaker-and-a-half substation | Increase system reliability and allow more flexibility to schedule maintenance outages | Reliability | No | N/A | Substation | 138 kV | Planned | Rillito 138kV Substation | N/A | 2025 | SWAT | Yes | Todd Lichtas, Transmission Planning | (520) 917-6634 | tlichtas@tep.com | 2025-1332 | [34 empty] | 2022-01-11 14:58 |  | 2022-01-28 | 2022-01-11 14:58 | tlichtas@tep.com | Modified TPPL V1 TEP 2022-01-28 08-06-15.XLSX
1333 | Tucson Electric Power | East Loop 138kV Conversion to breaker-and-a-half substation | Convert existing East Loop 138 kV substation into a breaker-and-a-half substation | Increase system reliability and allow more flexibility to schedule maintenance outages | Reliability | No | N/A | Substation | 138 kV | Planned | East Loop 138kV substation | N/A | 2027 | SWAT | Yes | Todd Lichtas, Transmission Planning | (520) 917-6634 | tlichtas@tep.com | 2027-1333 | [34 empty] | 2022-01-11 15:01 |  | 2022-01-28 | 2022-01-11 15:01 | tlichtas@tep.com | Modified TPPL V1 TEP 2022-01-28 08-06-15.XLSX
1334 | Tucson Electric Power | Kantor Capacitor Bank Addition for Hermosa | One 20.0 MVAR capacitor bank added at Kantor substation | Additional reactive power on the system to support Hermosa mine project | Reliability | No | N/A | Substation | 138 kV | Planned | Kantor Substation | Kantor Substation | 2023 | SWAT | Yes | Todd Lichtas, Transmission Planning | (520) 917-6634 | tlichtas@tep.com | 2023-1334 | [34 empty] | 2022-01-11 16:40 |  | 2022-01-28 | 2022-01-11 16:40 | tlichtas@tep.com | Modified TPPL V1 TEP 2022-01-28 08-06-15.XLSX
1335 | Tucson Electric Power | Orange Grove Capacitor Bank Addition | One 26.4 MVAR capacitor bank added at Orange Grove | Additional reactive power on the system | Reliability | No | N/A | Substation | 138 kV | Planned | Orange Grove Substation | Orange Grove Substation | 2025 | SWAT | Yes | Todd Lichtas, Transmission Planning | (520) 917-6634 | tlichtas@tep.com | 2025-1335 | [34 empty] | 2022-01-11 15:10 |  | 2022-01-28 | 2022-01-11 15:10 | tlichtas@tep.com | Modified TPPL V1 TEP 2022-01-28 08-06-15.XLSX
1336 | Tucson Electric Power | New 230kV Yard at Tortolita Substation | New 230kV Yard at Tortolita Substation | Reliability | Reliability | No | N/A | Substation | 230 kV | Planned | Tortolita 230kV Substation | Tortolita 230kV Substation | 2025 | SWAT | Yes | Todd Lichtas, Transmission Planning | (520) 917-6634 | tlichtas@tep.com | 2025-1336 | [34 empty] | 2022-01-26 07:18 |  | 2022-01-28 | 2022-01-26 07:18 | tlichtas@tep.com | Modified TPPL V1 TEP 2022-01-28 08-06-15.XLSX
1337 | Tucson Electric Power | New 230kV Yard at DMP Substation | New 230kV Yard at DMP Substation | Reliability | Reliability | No | N/A | Substation | 230 kV | Planned | DMP 230kV Substation | DMP 230kV Substation | 2025 | SWAT | Yes | Todd Lichtas, Transmission Planning | (520) 917-6634 | tlichtas@tep.com | 2025-1337 | [34 empty] | 2022-01-26 07:18 |  | 2022-01-28 | 2022-01-26 07:18 | tlichtas@tep.com | Modified TPPL V1 TEP 2022-01-28 08-06-15.XLSX
1338 | Tucson Electric Power | New 230kV Yard at Vail Substation | New 230kV Yard at Vail Substation | Reliability | Reliability | No | N/A | Substation | 230 kV | Planned | Vail 230kV Substation | Vail 230kV Substation | 2027 | SWAT | Yes | Todd Lichtas, Transmission Planning | (520) 917-6634 | tlichtas@tep.com | 2027-1338 | [34 empty] | 2022-01-26 07:18 |  | 2022-01-28 | 2022-01-26 07:18 | tlichtas@tep.com | Modified TPPL V1 TEP 2022-01-28 08-06-15.XLSX
1339 | Tucson Electric Power | Tortolita to DMP 230kV line | Tortolita to DMP 230kV line | Reliability | Reliability | No | N/A | Transmission Line | 230 kV | Planned | Tortolita 230kV Substation | DeMoss Petrie 230kV Substation | 2025 | SWAT | Yes | Todd Lichtas, Transmission Planning | (520) 917-6634 | tlichtas@tep.com | 2025-1339 | [34 empty] | 2022-01-26 07:19 |  | 2022-01-28 | 2022-01-26 07:19 | tlichtas@tep.com | Modified TPPL V1 TEP 2022-01-28 08-06-15.XLSX
1340 | Tucson Electric Power | DMP to Vail 230kV line | DMP to Vail 230kV line | Reliability | Reliability | No | N/A | Transmission Line | 230 kV | Planned | DeMoss Petrie 230kV Substation | Vail 230kV Substation | 2027 | SWAT | Yes | Todd Lichtas, Transmission Planning | (520) 917-6634 | tlichtas@tep.com | 2027-1340 | [34 empty] | 2022-01-26 07:19 |  | 2022-01-28 | 2022-01-26 07:19 | tlichtas@tep.com | Modified TPPL V1 TEP 2022-01-28 08-06-15.XLSX
1341 | Tucson Electric Power | Tortolita 500/230kV Transformers | Two 500/230kV transformers at Tortolita Substation | Reliability | Reliability | No | N/A | Transformer | 500 kV AC | Planned | Tortolita 500kV Substation | Tortolita 230kV Substation | 2025 | SWAT | Yes | Todd Lichtas, Transmission Planning | (520) 917-6634 | tlichtas@tep.com | 2025-1341 | [34 empty] | 2022-01-26 07:19 |  | 2022-01-28 | 2022-01-26 07:19 | tlichtas@tep.com | Modified TPPL V1 TEP 2022-01-28 08-06-15.XLSX
1342 | Tucson Electric Power | DMP 230/138kV Transformers | Two 230/138kV Transformers at DMP Substation | Reliability | Reliability | No | N/A | Transformer | 230 kV | Planned | DeMoss Petrie 230kV Substation | DeMoss Petrie 138kV Substation | 2025 | SWAT | Yes | Todd Lichtas, Transmission Planning | (520) 917-6634 | tlichtas@tep.com | 2025-1342 | [34 empty] | 2022-01-26 07:19 |  | 2022-01-28 | 2022-01-26 07:19 | tlichtas@tep.com | Modified TPPL V1 TEP 2022-01-28 08-06-15.XLSX
1343 | Tucson Electric Power | Vail 345/230kV Transformers | Two 345/230kV Transformers at Vail Substation | Reliability | Reliability | No | N/A | Transformer | 345 kV | Planned | Vail 345kV Substation | Vail 230kV Substation | 2027 | SWAT | Yes | Todd Lichtas, Transmission Planning | (520) 917-6634 | tlichtas@tep.com | 2027-1343 | [34 empty] | 2022-01-26 07:20 |  | 2022-01-28 | 2022-01-26 07:20 | tlichtas@tep.com | Modified TPPL V1 TEP 2022-01-28 08-06-15.XLSX
1344 | Tucson Electric Power | Bopp-Donald 138/13.8kV Substation | New Substation served by 138kV line from Cottonwood | Load Serving | Load Serving | No | N/A | Substation | 138 kV | Planned | Bopp-Donald 138kV Substation | N/A | 2026 | SWAT | Yes | Todd Lichtas, Transmission Planning | (520) 917-6634 | tlichtas@tep.com | 2026-1344 | [34 empty] | 2022-01-12 08:40 |  | 2022-01-28 | 2022-01-12 08:40 | tlichtas@tep.com | Modified TPPL V1 TEP 2022-01-28 08-06-15.XLSX
1345 | Tucson Electric Power | Cottonwood to Bopp-Donald 138kV line | New 138kV line | Load Serving | Load Serving/Reliability | No | N/A | Transmission Line | 138 kV | Planned | Cottonwood 138kV Substation | Bopp-Donald 138kV Substation | 2026 | SWAT | Yes | Todd Lichtas, Transmission Planning | (520) 917-6634 | tlichtas@tep.com | 2026-1345 | [34 empty] | 2022-01-12 08:43 |  | 2022-01-28 | 2022-01-12 08:43 | tlichtas@tep.com | Modified TPPL V1 TEP 2022-01-28 08-06-15.XLSX
1346 | Tucson Electric Power | Bopp-Donald to Midvale 138kV line | New 138kV line | Load Serving/Reliability | Load Serving/Reliability | No | N/A | Transmission Line | 138 kV | Planned | Bopp-Donald 138kV Substation | Midvale 138kV Substation | 2027 | SWAT | Yes | Todd Lichtas, Transmission Planning | (520) 917-6634 | tlichtas@tep.com | 2027-1346 | [34 empty] | 2022-01-12 08:47 |  | 2022-01-28 | 2022-01-12 08:47 | tlichtas@tep.com | Modified TPPL V1 TEP 2022-01-28 08-06-15.XLSX
1347 | Tucson Electric Power | TEPTDA 138kV Substation | New 138kV Substation, Loop-in of Drexel to Midvale 138kV line and the Midvale to South 138kV line | Reliability | Reliability | No | N/A | Substation | 138 kV | Planned | TEPTDA 138kV Substation | Drexel, Midvale, and South 138kV Substations | 2027 | SWAT | Yes | Todd Lichtas, Transmission Planning | (520) 917-6634 | tlichtas@tep.com | 2027-1347 | [34 empty] | 2022-01-12 09:34 |  | 2022-01-28 | 2022-01-12 09:34 | tlichtas@tep.com | Modified TPPL V1 TEP 2022-01-28 08-06-15.XLSX
1348 | Tucson Electric Power | 500/345kV Transformer addition at Pinal West | Second 500/345kV transformer added at Pinal West Substation | Increase TTC at Pinal West to accommodate an Economic Service Request | Economic | No | N/A | Transformer | 500 kV AC | Planned | Pinal West 500/345kV Substation | N/A | 2022 | SWAT | Yes | Todd Lichtas, Transmission Planning | (520) 917-6634 | tlichtas@tep.com | 2022-1348 | [34 empty] | 2022-01-12 09:47 |  | 2022-01-28 | 2022-01-12 09:47 | tlichtas@tep.com | Modified TPPL V1 TEP 2022-01-28 08-06-15.XLSX
1349 | Tucson Electric Power | 500/345kV Transformer addition at Westwing | Second 500/345kV transformer addition at Westwing | Increase TTC at Westwing to accommodate an Economic Service Request | Economic | No | N/A | Transformer | 500 kV AC | Planned | Westwing 500/345kV Substation | N/A | 2022 | SWAT | Yes | Todd Lichtas, Transmission Planning | (520) 917-6634 | tlichtas@tep.com | 2022-1349 | [34 empty] | 2022-01-12 09:46 |  | 2022-01-28 | 2022-01-12 09:46 | tlichtas@tep.com | Modified TPPL V1 TEP 2022-01-28 08-06-15.XLSX
1351 | Tucson Electric Power | Whetstone 138kV Substation | New Substation looped into the Vail to Ft. Huachuca 138kV line | Connects Babacomari PV facility to TEP 138kV system | Public Policy | Yes | Arizona Renewable Energy Standard (Arizona 15% RDP by 2025) | Substation | 138 kV | Planned | Vail 138kV Substation | Ft. Huachuca 138kV Substation | 2022 | SWAT | Yes | Todd Lichtas, Transmission Planning | (520) 917-6634 | tlichtas@tep.com | 2022-1351 | [34 empty] | 2022-01-18 14:34 |  | 2022-01-28 | 2022-01-18 14:34 | tlichtas@tep.com | Modified TPPL V1 TEP 2022-01-28 08-06-15.XLSX
1352 | Tri-State Generation and Transmission Association | Monument Project | Rebuild Monument Substation as breaker and a half | Reliability | Reliability | No | N/A | Substation | 115 kV | Under Construction | Monument | Monument | 2023 | CCPG | Yes | Dylan Fate | 303-254-3981 | dfate@tristategt.org | 2023-1352 | [34 empty] | 2022-01-26 14:10 |  | 2022-01-28 | 2022-01-26 14:10 | dfate@tristategt.org | Modified TPPL V1 TSGT 2022-01-28 11-27-58.XLSX
1353 | Tri-State Generation and Transmission Association | Slater Double Circuit Project | Rebuild the Del Camino Tap – Slater 115 kV line as a double circuit line, creating separate Slater-Meadow and Slater-Longs Peak 115 kV lines. | Reliability, increase load serving | Reliability, increase load serving | No | N/A | Transmission Line and Substation | 115 kV | Planned | Slater | Del Camino Tap | 2024 | CCPG | Yes | Dylan Fate | 303-254-3981 | dfate@tristategt.org | 2024-1353 | [34 empty] | 2022-01-26 14:16 |  | 2022-01-28 | 2022-01-26 14:16 | dfate@tristategt.org | Modified TPPL V1 TSGT 2022-01-28 11-27-58.XLSX
1354 | Tri-State Generation and Transmission Association | Cahone - Empire Uprate | Structure replacements along the existing Cahone-Great Cut Tap-Empire 115 kV line, and terminal upgrades at Cahone | Increase conductor thermal rating | Reliability | No | N/A | Transmission Line and Substation | 115 kV | Planned | Cahone | Empire | 2023 | CCPG | Yes | Dylan Fate | 303-254-3981 | dfate@tristategt.org | 2023-1354 | [34 empty] | 2022-02-02 11:16 |  | 2022-02-02 | 2022-01-26 14:21 | dfate@tristategt.org | Modified TPPL V1 TSGT 2022-02-02 11-46-31_bwbmod.XLSX
1355 | Tri-State Generation and Transmission Association | Burlington - Lamar 230 kV | Construct a new Burlington - Lamar 230 kV line | Support renewable resource development in eastern Colorado | Primarily reliability & secondarily public policy | Yes | Colorado House Bill 19-1261 & Colorado House Bill 21-1266 | Transmission Line and Substation | 230 kV | Planned | Burlington | Lamar | 2025 | CCPG | Yes | Dylan Fate | 303-254-3981 | dfate@tristategt.org | 2025-1355 | [34 empty] | 2022-02-02 11:17 |  | 2022-02-02 | 2022-01-26 14:25 | dfate@tristategt.org | Modified TPPL V1 TSGT 2022-02-02 11-46-31_bwbmod.XLSX
1356 | Tri-State Generation and Transmission Association | Boone - Huckleberry 230 kV | Sectionalize Comanche - Walsenburg near Comanche at new Huckleberry Substation. Construct Boone - Hucklberry 230 kV line. | Support renewable resource development in eastern Colorado | Primarily reliability & secondarily public policy | Yes | Colorado House Bill 19-1261 & Colorado House Bill 21-1266 | Transmission Line and Substation | 230 kV | Planned | Boone | Huckleberry | 2026 | CCPG | Yes | Dylan Fate | 303-254-3981 | dfate@tristategt.org | 2026-1356 | [34 empty] | 2022-02-02 11:18 |  | 2022-02-02 | 2022-01-26 14:28 | dfate@tristategt.org | Modified TPPL V1 TSGT 2022-02-02 11-46-31_bwbmod.XLSX
1357 | Tri-State Generation and Transmission Association | Badger Creek - Big Sandy 230 kV | Sectionalize Story - Henry Lake 230 kV at new Badger Creek Substation. Construct Badger Creek - Big Sandy 230 kV | Support renewable resource development in eastern Colorado | Primarily reliability & secondarily public policy | Yes | Colorado House Bill 19-1261 & Colorado House Bill 21-1266 | Transmission Line and Substation | 230 kV | Planned | Badger Creek | Big Sandy | 2028 | CCPG | Yes | Dylan Fate | 303-254-3981 | dfate@tristategt.org | 2028-1357 | [34 empty] | 2022-02-02 11:18 |  | 2022-02-02 | 2022-01-26 14:32 | dfate@tristategt.org | Modified TPPL V1 TSGT 2022-02-02 11-46-31_bwbmod.XLSX
1358 | Tri-State Generation and Transmission Association | Big Sandy - Burlington 230 kV Uprate | Structure replacements along the existing Big Sandy -Windtalker - Landsman Ck - Burlington 230 kV line | Support renewable resource development in eastern Colorado | Primarily reliability & secondarily public policy | Yes | Colorado House Bill 19-1261 & Colorado House Bill 21-1266 | Transmission Line and Substation | 230 kV | Planned | Big Sandy | Burlington | 2028 | CCPG | Yes | Dylan Fate | 303-254-3981 | dfate@tristategt.org | 2028-1358 | [34 empty] | 2022-02-02 11:19 |  | 2022-02-02 | 2022-01-26 14:35 | dfate@tristategt.org | Modified TPPL V1 TSGT 2022-02-02 11-46-31_bwbmod.XLSX
1359 | Tri-State Generation and Transmission Association | Archer - Stegall Sectionalization Project | Sectionalize Archer - Stegall 115 kV line by adding breakers at both Round Top Substation and Pole Creek Substation | Reliability | Reliability | No | N/A | Transmission Line and Substation | 115 kV | Planned | Archer | Stegall | 2024 | CCPG | Yes | Dylan Fate | 303-254-3981 | dfate@tristategt.org | 2024-1359 | [34 empty] | 2022-01-28 11:04 |  | 2022-01-28 | 2022-01-28 11:04 | dfate@tristategt.org | Modified TPPL V1 TSGT 2022-01-28 11-27-58.XLSX
1360 | Tri-State Generation and Transmission Association | Breaker Addition at Redtail Substation | Add a breaker to the 115 kV ring bus at Redtail Substation to accommodate a generator interconnection | Generator Interconnection | Primarily reliability & secondarily public policy | Yes | Colorado House Bill 19-1261 & Colorado House Bill 21-1266 | Substation | 115 kV | Planned | Redtail Substation | Redtail Substation | 2022 | CCPG | Yes | Dylan Fate | 303-254-3981 | dfate@tristategt.org | 2022-1360 | [34 empty] | 2022-02-02 11:21 |  | 2022-02-02 | 2022-01-28 11:12 | dfate@tristategt.org | Modified TPPL V1 TSGT 2022-02-02 11-46-31_bwbmod.XLSX
1361 | Tri-State Generation and Transmission Association | Valent Switchyard on Walsenburg - Gladstone 230 kV line | Construct a new Valent Switchyard on the Walsenburg - Gladstone 230 kV line to accommodate a generator interconnection | Generator Interconnection | Primarily reliability & secondarily public policy | Yes | Colorado House Bill 19-1261 & Colorado House Bill 21-1266 | Transmission Line and Substation | 230 kV | Planned | Valent Switchyard | Valent Switchyard | 2022 | CCPG | Yes | Dylan Fate | 303-254-3981 | dfate@tristategt.org | 2022-1361 | [34 empty] | 2022-02-02 11:38 |  | 2022-02-02 | 2022-01-28 11:24 | dfate@tristategt.org | Modified TPPL V1 TSGT 2022-02-02 11-46-31_bwbmod.XLSX
1365 | Arizona Public Service | Relocation of the Morgan-Pinnacle Peak 230kV and 500 kV Lines | Approximately 3.5 miles of the existing double-circuit transmission line with one 500kV circuit and one 230kV circuit running east-west following the Dove Valley Road alignment from 39th Avenue would be relocated approximately 0.5 miles north. | Driving Factor(s): To allow for the development of a new high load customer in the area. In service date is predicated on customer construction schedule. | Driving Factor(s): To allow for the development of a new high load customer in the area. In service date is predicated on customer construction schedule. | No | N/A | Transmission Line | 500 kV AC | Planned | North of Avery substation | West of TS22 substation | 2022 | SWAT | Yes | Chris M. Fecke-Stoudt, P.E. | (602) 371-6626 | Christopher.FeckeStoudt@aps.com | 2022-1365 | [34 empty] | 2022-01-19 08:11 |  | 2022-01-31 | 2022-01-19 08:11 | christopher.feckestoudt@aps.com | Modified TPPL V1 APS 2022-01-31 13-26-12.XLSX
1367 | Arizona Public Service | Runway Additional 230kV Lines | Loop-in the Runway susbtation into the Rudd - White Tanks 230kV line | Driving Factor(s): To provide additional redundancy to a new high load customer in the area. In service date is predicated on ramp rate of customer load. | Driving Factor(s): To provide additional redundancy to a new high load customer in the area. In service date is predicated on ramp rate of customer load. | No | N/A | Transmission Line | 230 kV | Planned | Rudd-White Tanks and White Tanks-West Phoenix 230kV line corridor | Runway 230kV Substation | 2024 | SWAT | Yes | Chris M. Fecke-Stoudt, P.E. | (602) 371-6626 | Christopher.FeckeStoudt@aps.com | 2024-1367 | [34 empty] | 2022-01-19 08:24 |  | 2022-01-31 | 2022-01-19 08:24 | christopher.feckestoudt@aps.com | Modified TPPL V1 APS 2022-01-31 13-26-12.XLSX
1368 | Arizona Public Service | TS22 500 and 230kV Lines | The TS22 substation is planned to be adjacent to to the double-circuit transmission line carrying Raceway-Scatter Wash 230kV line and Morgan-Pinnacle Peak 500 kV line, generally west of the 51st Avenue and Dove Valley Road alignment. The project will cut the new substation in and out of the existing 230kV and 500kV lines. | Driving Factor(s): To provide electric energy to a new high load customer in the area. In service date is predicated on ramp rate of customer load. | Driving Factor(s): To provide electric energy to a new high load customer in the area. In service date is predicated on ramp rate of customer load. | No | N/A | Transmission Line and Substation | 500 kV AC | Planned | Raceway-Scatter Wash 230kV line and Morgan-Pinnacle Peak 500kV line | TS22 500/230kV Substation | 2024 | SWAT | Yes | Chris M. Fecke-Stoudt, P.E. | (602) 371-6626 | Christopher.FeckeStoudt@aps.com | 2024-1368 | [34 empty] | 2022-01-19 08:35 |  | 2022-01-31 | 2022-01-19 08:35 | christopher.feckestoudt@aps.com | Modified TPPL V1 APS 2022-01-31 13-26-12.XLSX
1369 | Arizona Public Service | Jojoba-Rudd or TS21 500 kV Line | The Jojoba-Rudd 500kV line will exit Jojoba substation and head north, generally paralleling the Panda-Freedom 230kV line until it turns west to follow the corridor of the Palo Verde-Rudd 500kV line. After this, it will generally parallel the Palo Verde-Rudd 500 kV line to TS21 or Rudd substation. | Driving Factor(s): Provide an additional source to the west and southwest parts of the Phoenix metropolitan area, which are experiencing rapid economic development. Continued load growth, including high-load data center customers, will stress existing infrastructure, requiring a new path to bring generation into the load pocket. Additionally, this new source will provide customers in the area greater access to a diverse mix of resources from around the region. | Driving Factor(s): Provide an additional source to the west and southwest parts of the Phoenix metropolitan area, which are experiencing rapid economic development. Continued load growth, including high-load data center customers, will stress existing infrastructure, requiring a new path to bring generation into the load pocket. Additionally, this new source will provide customers in the area greater access to a diverse mix of resources from around the region. | No | N/A | Transmission Line | 500 kV AC | Planned | Jojoba Substation | Rudd or TS21 Susbtation | 2028 | SWAT | Yes | Chris M. Fecke-Stoudt, P.E. | (602) 371-6626 | Christopher.FeckeStoudt@aps.com | 2028-1369 | [34 empty] | 2022-01-19 08:40 |  | 2022-01-31 | 2022-01-19 08:40 | christopher.feckestoudt@aps.com | Modified TPPL V1 APS 2022-01-31 13-26-12.XLSX
1370 | Arizona Public Service | North Gila – Orchard 230kV Line Circuit #2 | Second 230kV circuit North Gila - Orchard | Reliability due to load growth | Relability | No | N/A | Transmission Line | 230 kV | Conceptual | North Gila Substation | Orchard Susbtation | TBD | SWAT | Yes | Chris M. Fecke-Stoudt, P.E. | (602) 371-6626 | Christopher.FeckeStoudt@aps.com | TBD-1370 | [34 empty] | 2022-01-19 09:06 |  | 2022-01-31 | 2022-01-19 09:06 | christopher.feckestoudt@aps.com | Modified TPPL V1 APS 2022-01-31 13-26-12.XLSX
1372 | Arizona Public Service | Mead-Perkins 500kV Interconnection Project | Connect new customer load | Connect new customer load | Connect new customer load | No | N/A | Transmission Line and Substation | 115 kV | Conceptual | Point of Mead - Perkins 500kV line | Customer load | TBD | SWAT | Yes | Chris M. Fecke-Stoudt, P.E. | (602) 371-6626 | Christopher.FeckeStoudt@aps.com | TBD-1372 | [34 empty] | 2022-01-19 09:12 |  | 2022-01-31 | 2022-01-19 09:12 | christopher.feckestoudt@aps.com | Modified TPPL V1 APS 2022-01-31 13-26-12.XLSX
1373 | Arizona Public Service | Chevelon Butte Wind Generation Tie Line Project | All for interconnection of Chevelon Butte generation project. From the Chevelon switchyard, a double-circuit transmission line will connect the switchyard to the Cholla-Preacher Canyon 345kV line. | Driving Factor(s): To connect the Chevelon Butte Wind Generation project to the Cholla-Preacher Canyon 345kV line. | Driving Factor(s): To connect the Chevelon Butte Wind Generation project to the Cholla-Preacher Canyon 345kV line. | No | N/A | Transmission Line and Substation | 345 kV | Planned | Chevelon switchyard | Cholla-Preacher Canyon 345kV line | 2023 | SWAT | Yes | Chris M. Fecke-Stoudt, P.E. | (602) 371-6626 | Christopher.FeckeStoudt@aps.com | 2023-1373 | [34 empty] | 2022-01-28 07:52 |  | 2022-01-31 | 2022-01-28 07:52 | christopher.feckestoudt@aps.com | 220204 APS supplemental update.pdf¦Modified TPPL V1 APS 2022-01-31 13-26-12.XLSX
1374 | Arizona Electric Power Cooperative | Marana Substation Rebuild | Rebuild Marana Substation to loop-in the WAPA Ed-5 - Rattlesnake 115 kV Transmission line. Ultimatley removing the existing tap into the WAPA line. | Voltage Support | Reliability | No | N/A | Substation | 115 kV | Planned | Marana Substation | Marana Substation | 2024 | SWAT | Yes | Benjamin Borowiak | 520-878-7052 | bborowiak@azgt.coop | 2024-1374 | [34 empty] | 2022-02-01 17:57 |  | 2022-02-02 | 2022-02-01 17:57 | bborowiak@azgt.coop | Modified TPPL V1 AEPCO 2022-02-01 17-57-23.XLSX
1375 | Colorado Springs Utility | North System Improvement - Briargate Sub Expansion | Briargate Sub Expansion - Install 230/115kV Autotransformer - Intercept Fuller-Cottonwood 230kV Line - Fuller-Cottonwood Line Uprate | Reliability - Thermal Overloads | Persistent N-1 contingency overloads under high south to north power flow | No | N/A | Transmission Line and Substation | 230 kV | Planned | Fuller | Cottonwood | 2023 | CCPG | Yes | Jeffrey Hanson | 719-668-8125 | jhanson@csu.org | 2023-1375 | [34 empty] | 2022-02-01 15:08 |  | 2022-02-02 | 2022-02-01 15:08 | jhanson@csu.org | Modified TPPL V1 CSU 2022-02-01 16-48-51.XLSX
1376 | Colorado Springs Utility | South System Improvement - Midway to Kelker 230kV Line | New Midway to Kelker 230kV Line | Increase import capability to CSU system - address multiple contingency overload | Generation retirement (Nixon coal plant) - mutiple contingency overload concern | Yes | Clean Energy Plan - House Bill 21-126 | Transmission Line | 230 kV | Conceptual | Midway | Kelker | 2028 | CCPG | Yes | Jeffrey Hanson | 719-668-8125 | jhanson@csu.org | 2028-1376 | [34 empty] | 2022-02-01 15:20 |  | 2022-02-02 | 2022-02-01 15:20 | jhanson@csu.org | Modified TPPL V1 CSU 2022-02-01 16-48-51.XLSX
1377 | Colorado Springs Utility | Central System Improvement - Kelker Substation Rebuild - New Kelker-Southplant 115kV Line | New Kelker-South Plant 115kV Line - Rebuild Kelker Substation to Full Breaker and a Half (230 and 115kV) | Rebuild substation to improve resiliency and allow for additional elements - new Kelker to South Plant 115kV line. | Retirement of Drake coal plant and eventual removal of generation from site - contingency overload issues. | No | N/A | Transmission Line and Substation | 115 kV | Planned | Kelker | South Plant | 2026 | CCPG | Yes | Jeffrey Hanson | 719-668-8125 | jhanson@csu.org | 2026-1377 | [34 empty] | 2022-02-01 15:44 |  | 2022-02-02 | 2022-02-01 15:44 | jhanson@csu.org | Modified TPPL V1 CSU 2022-02-01 16-48-51.XLSX
1378 | Colorado Springs Utility | Flying Horse Power Transformer | Flying Horse 115/12.5kV Power Transformer Addition | Load Serving | Load growth | No | N/A | Transformer | 115 kV | Planned | Flying Horse | Flying Horse | 2025 | CCPG | Yes | Jeffrey Hanson | 719-668-8125 | jhanson@csu.org | 2025-1378 | [34 empty] | 2022-03-02 10:07 |  | 2022-03-02 | 2022-03-02 10:07 | jhanson@csu.org | 220302 Changed projectid to 965¦Modified TPPL V1 CSU 2022-02-01 16-48-51.XLSX
1379 | Colorado Springs Utility | New Horizon Substation and Transformer Addition | New load serving substation on Williams Creek - Claremont 230kV | Load serving | System load growth | No | N/A | Transmission Line and Substation | 230 kV | Planned | Williams Creek | Claremont | 2023 | CCPG | Yes | Jeffrey Hanson | 719-668-8125 | jhanson@csu.org | 2023-1379 | [34 empty] | 2022-02-01 16:23 |  | 2022-02-02 | 2022-02-01 16:23 | jhanson@csu.org | Modified TPPL V1 CSU 2022-02-01 16-48-51.XLSX
1380 | Colorado Springs Utility | Kettle Creek 115/12.5kV Power Transformer Addition | Kettle Creek 115/12.5kV Power Transformer Addition | Load Serving | Load growth | No | N/A | Transmission Line | 115 kV | Planned | Kettle Creek | Kettle Creek | 2023 | CCPG | Yes | Jeffrey Hanson | 719-668-8125 | jhanson@csu.org | 2023-1380 | [34 empty] | 2022-02-01 16:27 |  | 2022-02-02 | 2022-02-01 16:27 | jhanson@csu.org | Modified TPPL V1 CSU 2022-02-01 16-48-51.XLSX
1382 | Colorado Springs Utility | Claremont Transformer | Claremont 230/34.5kV Power Transformer Addition | Load Serving | Load growth - Reliability | No | N/A | Transmission Line | 230 kV | Planned | Claremont | Claremont | 2024 | CCPG | Yes | Jeffrey Hanson | 719-668-8125 | jhanson@csu.org | 2024-1382 | [34 empty] | 2022-02-01 16:34 |  | 2022-02-02 | 2022-02-01 16:34 | jhanson@csu.org | Modified TPPL V1 CSU 2022-02-01 16-48-51.XLSX
1383 | Imperial Irrigation District | Ramon-Mirage ck #2 | Add additional circuit between IID's Ramon 230kV Substation and SCE's Mirage 230kV Substation | Reliability | Reliability | No | N/A | Transmission Line | 230 kV | Conceptual | Ramon 230kV | Mirage 230kV | 2024 | SWAT | Yes | Jesus Martinez | 760-339-0574 | jamartinez@iid.com | 2024-1383 | [34 empty] | 2022-01-19 14:07 |  | 2022-02-02 | 2022-01-19 14:07 | rjtorres@iid.com | Modified TPPL V1 IID 2022-02-01 10-02-17.XLSX
1384 | Imperial Irrigation District | Path 42 RAS Revision and Rating Increase | Increase current RAS to trip IID generation under certain critical contingencies within IID's and SCE's electrical systems | Reliability | Reliability | No | N/A | Other | 230 kV | Planned | IID's 230kV Calipatria Switching Station | Renewable Independent Power Producing generation collected at IID's Coachella Valley 230kV Substation | 2023 | SWAT | Yes | Jesus Martinez | 760-339-0574 | jamartinez@iid.com | 2023-1384 | [34 empty] | 2022-01-31 15:11 |  | 2022-02-02 | 2022-01-31 15:11 | rjtorres@iid.com | Modified TPPL V1 IID 2022-02-01 10-02-17.XLSX
1385 | Imperial Irrigation District | Conceptual Highline-North Gila 230kV ck | A new 230kV tie between IID's Highline Substation and the jointly owned North Gila substation | To utilize stranded capacity on HANG 2 | Economic and Resource Planning | Yes | N/A | Transmission Line | 230 kV | Conceptual | North Gila 230kV | Highline 230kV | 2026 | SWAT | Yes | Jesus Martinez | 760-339-0574 | jamartinez@iid.com | 2026-1385 | [34 empty] | 2022-01-19 15:35 |  | 2022-02-02 | 2022-01-19 15:35 | rjtorres@iid.com | Modified TPPL V1 IID 2022-02-01 10-02-17.XLSX
1386 | Los Angeles Department of Water and Power | Upgrade Toluca-Hollywood Line 1 Underground Cable | Upgrade Toluca-Hollywood Line 1 Underground Cable | Improve Reliability Due to OTC Retirements | Public Policy/Reliability | No | N/A | Transmission Line | 230 kV | Planned | Toluca Station | Hollywood Station | 2025 | SWAT | Yes | Jose Diaz / Michael Granados / Ryan Afshar | 213-367-3819 / 213-367-4133 / 213-367-3192 | Jose.Diaz@LADWP.com / Michael.Granados@LADWP.com /Ryan.Afshar@LADWP.com | 2025-1386 | [34 empty] | 2022-02-01 17:31 |  | 2022-02-02 | 2022-02-01 17:31 | Ryan.Afshar@ladwp.com | Modified TPPL V1 LADWP 2022-02-01 17-49-28_bwbmod.XLSX
1387 | Los Angeles Department of Water and Power | Upgrade Circuit Breakers at Victorville 500kV | Upgrade Circuit Breakers at Victorville 500kV | Improve Reliability | Reliability | No | N/A | Substation | 500 kV AC | Planned | Victorville Station | Victorville Station | 2023 | SWAT | Yes | Jose Diaz / Michael Granados / Ryan Afshar | 213-367-3819 / 213-367-4133 / 213-367-3192 | Jose.Diaz@LADWP.com / Michael.Granados@LADWP.com /Ryan.Afshar@LADWP.com | 2023-1387 | [34 empty] | 2022-01-18 15:59 |  | 2022-02-02 | 2022-01-18 15:59 | Ryan.Afshar@ladwp.com | Modified TPPL V1 LADWP 2022-02-01 17-49-28_bwbmod.XLSX
1388 | Los Angeles Department of Water and Power | Upgrade Wavetraps and CVTs at Century (RS-B) 287kV to 300kV | Upgrade Wavetraps and CVTs at Century (RS-B) 287kV to 300kV | Meet RPS Requirement/Increase transfer capability | Primarily reliability & secondarily public policy | No | N/A | Substation | TBD | Under Construction | Century Station | Century Station | 2022 | SWAT | Yes | Jose Diaz / Michael Granados / Ryan Afshar | 213-367-3819 / 213-367-4133 / 213-367-3192 | Jose.Diaz@LADWP.com / Michael.Granados@LADWP.com /Ryan.Afshar@LADWP.com | 2022-1388 | [34 empty] | 2022-02-01 17:33 |  | 2022-02-02 | 2022-02-01 17:33 | Ryan.Afshar@ladwp.com | Modified TPPL V1 LADWP 2022-02-01 17-49-28_bwbmod.XLSX
1389 | Los Angeles Department of Water and Power | Upgrade Wavetraps and CVTs at Mead 287kV to 300kV | Upgrade Wavetraps and CVTs at Mead 287kV to 300kV | Meet RPS Requirement/Increase transfer capability | Primarily reliability & secondarily public policy | No | N/A | Substation | TBD | Under Construction | Mead Station | Mead Station | 2022 | SWAT | Yes | Jose Diaz / Michael Granados / Ryan Afshar | 213-367-3819 / 213-367-4133 / 213-367-3192 | Jose.Diaz@LADWP.com / Michael.Granados@LADWP.com /Ryan.Afshar@LADWP.com | 2022-1389 | [34 empty] | 2022-02-01 17:33 |  | 2022-02-02 | 2022-02-01 17:33 | Ryan.Afshar@ladwp.com | Modified TPPL V1 LADWP 2022-02-01 17-49-28_bwbmod.XLSX
1391 | Los Angeles Department of Water and Power | Clearance Mitigation Upgrade for Adelanto-Toluca Line 1 | Clearance Mitigation Upgrade for Adelanto-Toluca Line 1 | Meet RPS Requirement/Increase transfer capability | Primarily Reliability & Secondarily Public Policy | N/A | N/A | Transmission Line | 500 kV AC | Planned | Adelanto Substation | Toluca Substation | 2026 | SWAT | Yes | Jose Diaz / Michael Granados / Ryan Afshar | 213-367-3819 / 213-367-4133 / 213-367-3192 | Jose.Diaz@LADWP.com / Michael.Granados@LADWP.com /Ryan.Afshar@LADWP.com | 2026-1391 | [34 empty] | 2022-02-01 17:46 |  | 2022-02-02 | 2022-02-01 17:46 | Ryan.Afshar@ladwp.com | Modified TPPL V1 LADWP 2022-02-01 17-49-28_bwbmod.XLSX
1392 | Los Angeles Department of Water and Power | Clearance Mitigation Upgrade for Victorville Rinaldi Line 1 | Clearance Mitigation Upgrade for Victorville Rinaldi Line 1 | Meet RPS Requirement/Increase transfer capability | Primarily Reliability & Secondarily Public Policy | N/A | N/A | Transmission Line | 500 kV AC | Planned | Victorville Substation | Rinaldi Substation | 2023 | SWAT | Yes | Jose Diaz / Michael Granados / Ryan Afshar | 213-367-3819 / 213-367-4133 / 213-367-3192 | Jose.Diaz@LADWP.com / Michael.Granados@LADWP.com /Ryan.Afshar@LADWP.com | 2023-1392 | [34 empty] | 2022-02-01 17:48 |  | 2022-02-02 | 2022-02-01 17:48 | Ryan.Afshar@ladwp.com | Modified TPPL V1 LADWP 2022-02-01 17-49-28_bwbmod.XLSX
1394 | Los Angeles Department of Water and Power | Upgrade RS-K Bus 1 and 2 | Upgrade RS-K Bus 1 and 2 | Improve Reliability | Reliability | No | N/A | Substation | 138 kV | Under Construction | Receiving Station K | Receiving Station K | 2024 | SWAT | Yes | Jose Diaz / Michael Granados / Ryan Afshar | 213-367-3819 / 213-367-4133 / 213-367-3192 | Jose.Diaz@LADWP.com / Michael.Granados@LADWP.com /Ryan.Afshar@LADWP.com | 2024-1394 | [34 empty] | 2022-02-01 17:35 |  | 2022-02-02 | 2022-02-01 17:35 | Ryan.Afshar@ladwp.com | Modified TPPL V1 LADWP 2022-02-01 17-49-28_bwbmod.XLSX
1395 | Los Angeles Department of Water and Power | Adelanto-Rinaldi Line 1 Clearance Mitigation | Clearance Mitigation Upgrade Adelanto Rinaldi | Meet RPS Requirement/Increase transfer capability | Primarily Reliability & Secondarily Public Policy | No | N/A | Transmission Line | 500 kV AC | Planned | Adelanto Station | Rinaldi Station | 2025 | SWAT | Yes | Jose Diaz / Michael Granados / Ryan Afshar | 213-367-3819 / 213-367-4133 / 213-367-3192 | Jose.Diaz@LADWP.com / Michael.Granados@LADWP.com /Ryan.Afshar@LADWP.com | 2025-1395 | [34 empty] | 2022-02-01 17:41 |  | 2022-02-02 | 2022-02-01 17:41 | Ryan.Afshar@ladwp.com | Modified TPPL V1 LADWP 2022-02-01 17-49-28_bwbmod.XLSX
1396 | Salt River Project | Coolidge Expansion Project | A new 500 kV gen-tie and switchyard at the existing Coolidge Generating Station (which ties into Randolph 230 kV station). If the CEC is approved, the existing Pinal Central to Browning 500 kV transmission line will be looped in and out of the new 500 kV switchyard resulting in a Pinal Central to new 500 kV switchyard transmission line, and a new 500 kV switchyard to Browning 500 kV transmission line. In addition, four new generator tie lines will traverse from the new generating facilities to the new 500 kV switchyard. | SRP requested a Certificate of Environmental Compatibility (CEC) for the construction of new generation capacity and associated transmission infrastructure to interconnect the new generation to the regional transmission system. | Generation | No | N/A | Substation | 500 kV AC | Planned | Approximately 100 acres south of Coolidge, AZ south of and adjacent to the existing Coolidge Generating Station | New 500 kV gen-tie and switchyard at existing Coolidge Generation Station | 2024 | SWAT | Yes | Daniel McGuire | 602.236.3818 | daniel.mcguire@srpnet.com | 2024-1396 | [34 empty] | 2022-02-01 16:15 |  | 2022-02-02 | 2022-02-01 16:15 | daniel.mcguire@srpnet.com | 220209 SRP supplemental updates.pdf¦Modified TPPL V1 SRP 2022-02-01 16-19-13.XLSX
1397 | Salt River Project | Browning 500/230 kV Transformer 3 | Add a third Browning 500/230 kV transformer | Increase load serving and transformation capacity in the area | Reliability | No | N/A | Transformer | 500 kV AC | Planned | Browning 500 kV | Browning 230 kV | 2024 | SWAT | Yes | Daniel McGuire | 602.236.3818 | daniel.mcguire@srpnet.com | 2024-1397 | [34 empty] | 2022-01-27 15:02 |  | 2022-02-02 | 2022-01-27 15:02 | daniel.mcguire@srpnet.com | Modified TPPL V1 SRP 2022-02-01 16-19-13.XLSX
1398 | Salt River Project | Browning 500/230 kV Transformer 4 | Add a fourth Browning 500/230 kV transformer | Increase load serving and transformation capacity in the area | Reliability | No | N/A | Transformer | 500 kV AC | Planned | Browning 500 kV | Browning 230 kV | 2027 | SWAT | Yes | Daniel McGuire | 602.236.3818 | daniel.mcguire@srpnet.com | 2027-1398 | [34 empty] | 2022-01-27 15:01 |  | 2022-02-02 | 2022-01-27 15:01 | daniel.mcguire@srpnet.com | Modified TPPL V1 SRP 2022-02-01 16-19-13.XLSX
1399 | Salt River Project | High-Tech Interconnect Project (HIP) | The project consists of a new 230 kV double-circuit overhead transmission line from the Henshaw 230 kV Substation to the new Parlett (previously RS-28) 230 kV Substation located on the customer’s property at the northeast corner of Old Price Road and Chandler Heights Road in the City of Chandler. It also includes a new 230 kV single-circuit transmission line from the Parlett 230 kV Substation to the Schrader 230 kV Substation. This line will be constructed with infrastructure that could support a second circuit in the future. Certain portions of these lines will be located underground. The final line route was determined through the CEC process. | The HIP will provide high-voltage transmission system additions required to meet the power needs of Intel’s expansion while increasing capacity and reliability for existing and future businesses within the Price Road Corridor. | Reliability | No | N/A | Transmission Line and Substation | 230 kV | Planned | Henshaw 230 kV | Schrader 230 kV | 2024 | SWAT | Yes | Daniel McGuire | 602.236.3818 | daniel.mcguire@srpnet.com | 2024-1399 | [34 empty] | 2022-01-28 09:17 |  | 2022-02-02 | 2022-01-28 09:17 | daniel.mcguire@srpnet.com | Modified TPPL V1 SRP 2022-02-01 16-19-13.XLSX
1400 | Salt River Project | Project Huckleberry | The project consists of a new 230 kV double-circuit transmission line that will bisect and connect the future Browning – Scott 230 kV transmission line to the new 230 kV Prickly Pear (RS-35) Substation located near the southeast corner of Elliot Road and Ellsworth Road in the City of Mesa. The final line route will be determined through the CEC process. | This is a single customer requested project and is not triggered by system load growth. | Reliability | No | N/A | Transmission Line and Substation | 230 kV | Planned | Section of Browning – Scott 230 kV Line | Section of Browning – Scott 230 kV Line | 2024 | SWAT | Yes | Daniel McGuire | 602.236.3818 | daniel.mcguire@srpnet.com | 2024-1400 | [34 empty] | 2022-01-28 09:36 |  | 2022-02-02 | 2022-01-28 09:36 | daniel.mcguire@srpnet.com | Modified TPPL V1 SRP 2022-02-01 16-19-13.XLSX
1401 | Salt River Project | Reconductor Anderson - Kyrene 230 kV | Adds a new Anderson - Kyrene 230 kV circuit. | To mitigate thermal issues. | Reliability | No | N/A | Transmission Line | 230 kV | Planned | Anderson 230 kV | Kyrene 230 kV | 2027 | SWAT | Yes | Daniel McGuire | 602.236.3818 | daniel.mcguire@srpnet.com | 2027-1401 | [34 empty] | 2022-01-28 10:49 |  | 2022-02-02 | 2022-01-28 10:49 | daniel.mcguire@srpnet.com | Modified TPPL V1 SRP 2022-02-01 16-19-13.XLSX
1402 | Salt River Project | Reconductor Corbell - Santan 230 kV | Reconductor Corbell - Santan 230 kV with higher rated conductor. | To mitigate thermal issues. | Reliability | No | N/A | Transmission Line | 230 kV | Planned | Corbell 230 kV | Santan 230 kV | 2027 | SWAT | Yes | Daniel McGuire | 602.236.3818 | daniel.mcguire@srpnet.com | 2027-1402 | [34 empty] | 2022-01-28 12:05 |  | 2022-02-02 | 2022-01-28 12:05 | daniel.mcguire@srpnet.com | Modified TPPL V1 SRP 2022-02-01 16-19-13.XLSX
1403 | Salt River Project | Reconductor Orme - Rudd 230 kV #1 | Reconductor Orme - Rudd 230 kV with higher rated conductor. | To mitigate thermal issues. | Reliability | No | N/A | Transmission Line | 230 kV | Planned | Orme 230 kV | Rudd 230 kV | 2027 | SWAT | Yes | Daniel McGuire | 602.236.3818 | daniel.mcguire@srpnet.com | 2027-1403 | [34 empty] | 2022-01-28 12:50 |  | 2022-02-02 | 2022-01-28 12:50 | daniel.mcguire@srpnet.com | Modified TPPL V1 SRP 2022-02-01 16-19-13.XLSX
1404 | Salt River Project | Reconductor Orme - Rudd 230 kV #2 | Reconductor Orme - Rudd 230 kV #2 line with higher rated conductor. | To mitigate thermal issues. | Reliability | No | N/A | Transmission Line | 230 kV | Planned | Orme 230 kV | Rudd 230 kV | 2027 | SWAT | Yes | Daniel McGuire | 602.236.3818 | daniel.mcguire@srpnet.com | 2027-1404 | [34 empty] | 2022-01-28 12:43 |  | 2022-02-02 | 2022-01-28 12:43 | daniel.mcguire@srpnet.com | Modified TPPL V1 SRP 2022-02-01 16-19-13.XLSX
1405 | Western Area Power Administration - RMR | Glendo Podolak upgrade | Upgrade 69 kV to 115 kV | Reliability | Reliability | N/A | N/A | Transmission Line | 115 kV | Planned | Glendo | Podolak | 2024 | CCPG | Yes | Jason Parker | 970-461-7394 | parker@wapa.gov | 2024-1405 | [34 empty] | 2022-01-31 19:42 |  | 2022-02-02 | 2022-01-31 19:42 | parker@wapa.gov | Modified TPPL V1 WACM 2022-02-01 09-22-26.XLSX
1406 | Western Area Power Administration - RMR | Brush KY1A | Replace Transformer | Reliability | Reliability | N/A | N/A | Transformer | 115 kV | Planned | Brush | Brush | 2025 | CCPG | Yes | Jason Parker | 970-461-7394 | parker@wapa.gov | 2025-1406 | [34 empty] | 2022-02-14 19:22 |  | 2022-02-28 | 2022-01-31 19:44 | parker@wapa.gov | Modified TPPL V1 WACM 2022-02-15 08-56-35_bwbMod.XLSX
1407 | Western Area Power Administration - RMR | Weld KV1A | Replace transformer at Weld | Reliability | Condition/Age | N/A | N/A | Transformer | 230 kV | Planned | Weld | Weld | 2023 | CCPG | Yes | Jason Parker | 970-461-7394 | Parker@wapa.gov | 2023-1407 | [34 empty] | 2022-02-14 19:22 |  | 2022-02-28 | 2022-01-31 19:47 | parker@wapa.gov | Modified TPPL V1 WACM 2022-02-15 08-56-35_bwbMod.XLSX
1408 | Western Area Power Administration - RMR | Wiggins KY1A | Transformer Replacement | Reliability | Condition/Age | N/A | N/A | Transformer | 115 kV | Planned | Wiggins | Wiggins | 2025 | CCPG | Yes | Jason Parker | 970-461-7394 | parker@wapa.gov | 2025-1408 | [34 empty] | 2022-02-14 19:23 |  | 2022-02-28 | 2022-01-31 19:48 | parker@wapa.gov | Modified TPPL V1 WACM 2022-02-15 08-56-35_bwbMod.XLSX
1409 | Sacramento Municipal Utility District | SVEC 230 kV Switching Station | Construct a new switching station to interconnect the SVEC generation and loop the Cordova-Lake 230 kV line into the switching station. | To interconnect the SVEC generation project to the SMUD transmission system. | Generation Interconnection | No | N/A | Substation | 230 kV | Planned | Cordova-Lake 230 kV line | Cordova-Lake 230 kV line | Fall 2023 | SSPG | Yes | Foung Mua | 916-732-7041 | Foung.Mua@smud.org | 45230-1409 | [34 empty] | 2022-02-08 15:34 |  | 2022-02-08 | 2022-02-08 15:34 | foung.mua@smud.org | Modified TPPL V1 SMUD 2022-02-08 15-38-34.XLSX
1410 | Platte River Power Authority | Longs Peak 230/115kV T1 Transformer Replacement | Replace 230/115kV transformer T1 with new transformer. | Improve system reliability in the Longmont area. Existing transformer was installed 1976. | Reliability | No | N/A | Transformer | 230 kV | Planned | Longs Peak 230kV | Longs Peak 115kV | 2025 | CCPG | Yes | Jeremy Brownrigg | 970-266-7979 | brownriggj@prpa.org | 2025-1410 | [34 empty] | 2022-02-10 11:00 |  | 2022-02-11 | 2022-02-10 11:00 | brownriggj@prpa.org | Modified TPPL V1 PRPA 2022-02-10 11-11-00.XLSX
1411 | Platte River Power Authority | Drake - Timberline 115kV Line Rebuild | Replace several foundations and structures on transmission line. | Shore up and resolve signs of wear and tear. | Reliability | No | N/A | Transmission Line | 115 kV | Planned | Drake 115kV | Timberline 115kV | 2025 | CCPG | Yes | Jeremy Brownrigg | 970-266-7979 | brownriggj@prpa.org | 2025-1411 | [34 empty] | 2022-02-10 11:10 |  | 2022-02-11 | 2022-02-10 11:10 | brownriggj@prpa.org | Modified TPPL V1 PRPA 2022-02-10 11-11-00.XLSX
1412 | SunZia Transmission, LLC | Pinal Central - SunZia West | 500kV AC line from Pinal Central 500kV substation to the SunZia West AC switchyard | To provide transmission capacity for delivery of renewable energy resources. | Transmission Interconnection | N/A | N/A | Transmission Line | 500 kV AC | Conceptual | SunZia West Substation, Pinal County | Pinal Central 500kV Substation, Pinal County AZ | 2025 | SWAT | No | Tom Wray (Project Manager) | 602-808-2004 | twray@southwesternpower.com | 2025-1412 | https://sunzia.net/resources/ | Yes, SRP | Yes | Yes, Salt River Project including the project in their 10 year transmission plan and SRP is a minority owner of the project | No | N/A | N/A | Yes, SunZia has entered into Precedent Agreements covering a total of 3,000 MW of transfer capacity with a credit-worthy counterparty for 100% of the revenue requirement. | 2022-02-01 | Yes | Yes | Yes | Yes | NO | N/A | N/A | N/A | N/A | N/A | N/A | SunZia has an Interconnection Agreement for this line with SRP. | 3610 N. 44th Street, Suite 250 | Phoenix | USA | AZ | 85018 | Mark Etherton (Engineering Manager) | mark.etherton@powereng.com | 7600 North 16th Street, Suite 130 | Phoenix | USA | AZ | 85018 | (602) 809-0707 | 2022-02-28 15:54 |  | 2022-02-28 | 2022-02-28 15:54 | mark.etherton@transco.energy | Modified TPPL V1 SZS 2022-02-28 15-58-03.XLSX
1413 | SunZia Transmission, LLC | SunZia West - Owl Head | 500kV AC line from the SunZia West AC switchyard to a new Owl Head substation interconnecting to the existing Saguaro - Cholla 500kV line. | To provide transmission capacity for delivery of renewable energy resources. | Transmission Interconnection | N/A | N/A | Transmission Line | 500 KV AC | Conceptual | SunZia West Substation, Pinal County | Owl Head 500kV substation, Pinal County AZ | 2025 | SWAT | No | Tom Wray (Project Manager) | 602-808-2004 | twray@southwesternpower.com | 2025-1413 | https://sunzia.net/resources/ | Yes, APS | Yes | No | No | N/A | N/A | Yes, SunZia has entered into Precedent Agreements covering a total of 3,000 MW of transfer capacity with a credit-worthy counterparty for 100% of the revenue requirement. | 2022-02-01 | Yes | yes | Yes | Yes | No | N/A | N/A | N/A | N/A | N/A | N/A | SunZia expects to have an Interconnection Agreement within 6 months of finalizing the Facilities Study with APS. | 3611 N. 44th Street, Suite 250 | Phoenix | USA | AZ | 85018 | Mark Etherton (Engineering Manager) | mark.etherton@powereng.com | 7600 North 16th Street, Suite 130 | Phoenix | USA | AZ | 85018 | (602) 809-0707 | 2022-02-28 15:53 |  | 2022-02-28 | 2022-02-28 15:53 | mark.etherton@transco.energy | Modified TPPL V1 SZS 2022-02-28 15-58-03.XLSX
1414 | SunZia Transmission, LLC | SunZia HVDC (Line # 1) | 525kV HVDC line from a new HVDC converter station (SunZia East) near Corona, NM to a new HVDC converter station (SunZia West), which will interconnect to Pinal Central 500kV via a AC tie and new substation (Owlhead 500kV) along the exsiting Cholla - Saguaro 500kV line. | To provide transmission capacity for delivery of renewable energy resources. | Generation Interconnection | N/A | N/A | Transmission Line | 500 kV DC | Conceptual | SunZia East 500kV Substation near Corona, New Mexico | Pinal Central 500kV Substation near Coolidge, Arizona | 2025 | SWAT | No | Tom Wray (Project Manager) | 602-808-2004 | twray@southwesternpower.com | 2025-1414 | https://sunzia.net/resources/ | No, In process, expected Q2 2022 | N/A | No | No | N/A | N/A | Yes, SunZia has entered into Precedent Agreements covering a total of 3,000 MW of transfer capacity with a credit-worthy counterparty for 100% of the revenue requirement. | 2022-02-01 | Yes | Yes | Yes | Yes | Yes | 3000 MW | Wind | SunZia East | California and Arizona | Yes | No | Selected as an RRTT project; Pattern Energy Group LP, was selected as SunZia's Anchor Tenant costumer for all 3000MW. Pattern is developing a corresponding wind farm near Corona, New Mexico. | 3610 N. 44th Street, Suite 250 | Phoenix | USA | AZ | 85018 | Mark Etherton (Engineering Manager) | mark.etherton@powereng.com | 7600 North 16th Street, Suite 130 | Phoenix | USA | AZ | 85018 | (602) 809-0707 | 2022-02-28 15:55 |  | 2022-02-28 | 2022-02-28 15:55 | mark.etherton@transco.energy | Modified TPPL V1 SZS 2022-02-28 15-58-03.XLSX
1415 | SunZia Transmission, LLC | SunZia Line #2 | 500kV AC line from SunZia East 500kV to Pinal Central 500kV, with an intermediate substation interconnecting to the TEP 345kV system | To provide transmission capacity for delivery of renewable energy resources. | Generation Interconnection | N/A | N/A | Transmission Line | 500 KV AC | Conceptual | SunZia East 500kV Substation near Corona, NM | Pinal Central 500kV substation near Coolidge, AZ | 2030 | SWAT | No | Tom Wray (Project Manager) | 602-808-2004 | twray@southwesternpower.com | 2030-1415 | https://sunzia.net/resources/ | No | N/A | No | No | N/A | N/A | No | N/A | Yes | yes | Yes | No | No | N/A | N/A | N/A | N/A | N/A | N/A | Various segments of SunZia Line #2 may be constructed separately as needed. | 3611 N. 44th Street, Suite 250 | Phoenix | USA | AZ | 85018 | Mark Etherton (Engineering Manager) | mark.etherton@powereng.com | 7600 North 16th Street, Suite 130 | Phoenix | USA | AZ | 85018 | (602) 809-0707 | 2022-02-28 15:58 |  | 2022-02-28 | 2022-02-28 15:58 | mark.etherton@transco.energy | Modified TPPL V1 SZS 2022-02-28 15-58-03.XLSX
1416 | El Paso Electric Company | Arroyo-Cox 69 kV to 115 kV (Arroyo-Moongate Portion - Reconductor) | Arroyo-Cox 69 kV to 115 kV (Arroyo-Moongate Portion - Reconductor) | Load Serving | Load Serving | No | N/A | Transmission Line | 115 kV | Planned | Arroyo | Moongate | 2023 | SWAT | Yes | David Tovar | (915) 543-4355 | dav.tovar@epelectric.com | 2023-1416 | [34 empty] | 2022-03-09 12:03 |  | 2022-03-10 | 2022-03-09 12:03 | Alejandro.Solis@epelectric.com | Modified TPPL V1 EPEC 2022-03-09 14-55-07_bwbmod.XLSX
1417 | El Paso Electric Company | In-and-Out into Otero 345 kV and In-and-Out into Picante 345 kV Substation from Caliente-Amrad 345 kV Line (Otero to Picante) | In-and-Out into Otero 345 kV and In-and-Out into Picante 345 kV Substation from Caliente-Amrad 345 kV Line (Otero to Picante) | Improves Reliability | Reliability | No | N/A | Transmission Line | 345 kV | Planned | Otero | Picante | 2023 | SWAT | Yes | David Tovar | (915) 543-4355 | dav.tovar@epelectric.com | 2023-1417 | [34 empty] | 2022-03-09 12:10 |  | 2022-03-10 | 2022-03-09 12:10 | Alejandro.Solis@epelectric.com | Modified TPPL V1 EPEC 2022-03-09 14-55-07_bwbmod.XLSX
1418 | El Paso Electric Company | In-and-Out into Otero 345 kV and In-and-Out into Picante 345 kV Substation from Caliente-Amrad 345 kV Line (Picante to Caliente) | In-and-Out into Otero 345 kV and In-and-Out into Picante 345 kV Substation from Caliente-Amrad 345 kV Line (Picante to Caliente) | Improves Reliability | Reliability | No | N/A | Transmission Line | 345 kV | Planned | Picante | Caliente | 2023 | SWAT | Yes | David Tovar | (915) 543-4355 | dav.tovar@epelectric.com | 2023-1418 | [34 empty] | 2022-03-09 12:13 |  | 2022-03-10 | 2022-03-09 12:13 | Alejandro.Solis@epelectric.com | Modified TPPL V1 EPEC 2022-03-09 14-55-07_bwbmod.XLSX
1419 | El Paso Electric Company | CE3-CE4 | CE3-CE4 | Reliability | Reliability | No | N/A | Transmission Line | 115 kV | Planned | CE3 | CE4 | 2027 | SWAT | Yes | David Tovar | 915-543-4355 | dav.tovar@epelectric.com | 2027-1419 | [34 empty] | 2022-04-13 14:16 |  | 2022-04-25 | 2022-04-13 14:16 | Alejandro.Solis@epelectric.com | Modified TPPL V1 EPEC 2022-04-13 14-16-17.XLSX
"modifieddate" column indicates vintage of data
The accuracy of the Project information entered is the responsibility of the individual Project Sponsor and will inform the WestConnect Base Transmission Plan. Do not submit commercially sensitive information.