## Sheet1
Additional Order 1000 Data - Required for Independent Transmission Developers (ITDs)
General Information | [21 empty] | Information for Applying ITD Transmission Criteria | [12 empty] | Information for Applying ITD Generation Criteria | [6 empty] | Additional Information
WestConnect Project Number | Project Sponsor (Entity) | Project Name | Project Description | Project Purpose | Drivers of Project | If your company is a TOLSO, is this project needed to meet currently enacted public policy requirement(s)? (Put "N/A" if not a TOLSO) | If your company is a TOLSO, what specific enacted public policies would no longer be met without this project? (Put "N/A" if no associated public policies) | Facility Type | Primary Project Voltage | Project Development Status | Project Origin Point/Location | Project Termination Point | Project In-Service Year | Subregional Planning Group(s) | Project Length | Project States Traversed | Is Sponsor a WestConnect TOLSO? | Project Contact Name | Project Contact Phone | Project Contact Email | WestConnect Project ID | Project Map URL | Has a system impact study been completed which has been approved by all interconnecting system facility owner(s) and affected system owner(s)? | If the project has undergone a system impact study, does the project definition provided above include any and all infrastructure required to mitigate the surrounding system impact of the project in accordance with applicable NERC criteria? | Has the project been assumed in service for the purposes of a WestConnect TOLSO Member’s local planning process? List all TOLSO Members that apply. | Has the project executed construction or EPC (Engineering, Procurement, Construction) contracts of at least 50% of the project’s total construction/EPC costs? | If yes, describe the financial arrangements that enabled the project to execute the contracts. | If yes, provide details regarding the construction commitments (e.g., contractor, start date). | Does the project have executed binding transmission service agreements (TSAs) with credit-worthy counterparties that allow the project developer to recover at least 70% of the revenue requirement of the project? | If yes, and: ▪ The project developer is FERC-jurisdictional, please provide the date(s) the TSAs were either filed with FERC or included in the developer’s Electric Quarterly Reports, as applicable OR ▪ The project developer is not FERC-jurisdictional, provide the date(s) of when the TSAs were executed | Is/are federal permit(s) required for the project? | If yes, has a ROD been issued? | Is/are state permit(s) required for the project? | If yes, has/have all necessary permits been obtained? | Does the non-TOLSO transmission project have associated generation that is requested to be modeled in the WestConnect base cases? | Provide the generation capacity (MW) | Provide the generation technology(ies) | Provide the generation point-of-interconnection. | Provide the sink of the generation (general area, not necessarily a specific load serving entity) to WestConnect, for modeling purposes. | Does the generation have binding, FERC approved, transmission service agreements with all WestConnect member entities, as applicable, along the path from source to sink, or at least as far as the WestConnect planning region boundary, including with the non-TOLSO transmission project? | Does the generator developer have an interconnection agreement with the interconnecting transmission provider, which is either executed or filed with FERC? | Provide any further information or detail about the project for consideration in WestConnect’s Regional Transmission Planning Process. | Project Contact Street Address | Project Contact City | Project Contact Country | Project Contact State/Province | Project Contact Zip | Project Contact Name (2) | Project Contact Email (2) | Project Contact Street Address (2) | Project Contact City (2) | Project Contact Country (2) | Project Contact State/Province (2) | Project Contact Zip (2) | Project Contact Phone Number (2)
projectid | Sponsor | ProjectName | Description | Purpose | Drivers | NeededForPublicPolicy_YorN | PublicPoliciesInvolved | FacilityType | Voltage | Development | Origin | Termination | InService | SubRegionalID_Name | Length | StateTraversed | WestConnect_TO_YorN | ContactName | Phone | Email | wcprojectID | Project_Map_URL | System_Impact_Study_YorN | All_Req_Infrastructure_Identifyied | Project_Inservice_for_Local_Planning_Process | Financing_Commitment | Financial_Arrangments | Construction_Commitments | Have_Project_Transmission_Service_Agreements | Transmission_Service_Agreement_Date | Federal_Permit_Required_YorN | Federal_Permit_ROD_YorN | State_Permit_Required_YorN | State_Permit_Obtained_YorN | Associated_Gen_YorN | Assoc_Gen_Cap | Assoc_Gen_Tech | Assoc_Gen_POI | Assoc_Gen_Sink | Assoc_Gen_TSA_YorN | Assoc_Gen_IA_YorN | Further_Details | Contact_Street_Address | Contact_City | Contact_Country | Contact_State_Province | Contact_Zip | Contact2_Name | Contact2_Email | Contact2_Street | Contact2_City | Contact2_Country | Contact2_State_Province | Contact2_Zip | Contact2_Phone | modifieddate | ChangeTime | POST_DATE | DateProjectEntered
5 | Tucson Electric Power | Grier 138/13.8 kV Substation | New substation, loop-in of Tortolita - North Loop 138kV line #118. | Load Serving | Load Serving | No | N/A | Substation | 138 kV | Planned | Tortolita 138kV Substation | North Loop 138kV bus | 2028 | SWAT | NA | Arizona | Yes | Josh Kitterman, Transmission Planning | (520) 396-2803 | joshua.kitterman@tep.com | 2028-5 | [34 empty] | 2024-01-23 14:07 |  | 2024-02-06
17 | Public Service Company of New Mexico | Alamogordo Voltage Support Phase II | Install Voltage Support at Alamogordo | Prevent low voltage in the Alamogordo area for several contingencies during peak load conditions. | Reliability | No | N/A | Substation | 115 kV | Conceptual | Alamogordo | N/A | 2035 | SWAT | NA | New Mexico | Yes | Andrew McNaughton | 505-241-0538 | andrew.mcnaughton@pnm.com | 2035-17 |  |  | Yes | PNM | Yes | Local Project |  |  |  | No | No | No | No | [21 empty] | 2024-01-23 10:06 |  | 2024-02-02
21 | Western Area Power Administration - DSW | Bouse – Kofa | Replace all H‐frame structures with Light Duty Steel H‐Frame structures and replace existing 300 kcmil copper conductor with 336.4 kcmil ACSS. | Rebuild failing 65 year old 161 kV wood pole transmission line. Increase capacity on system south of Parker substation.Support local load growth. Purpose is "Reliabiliity" in a sense that it would be primarily needed to maintain continued service of existing transmission facilities (rather than mitigate a potential overload observed in a TPL study). | Primarily reliability | No | N/A | Transmission Line | 161 kV | Planned | Bouse 161 kV Substation | Kofa 161 kV Substation | 2025 | SWAT | 75.6 | Arizona | Yes | Jeff Newby | (602) 605-2689 | newby@wapa.gov | 2025-21 | [34 empty] | 2024-02-01 11:47 |  | 2024-02-02
24 | Arizona Public Service | Northeastern Arizona - Phoenix 500kV line | A new 500kV line from the northeastern Arizona area to the Phoenix Metropolitan area. | This project is being explored as a means to provide access to potential resources and deliver them to the Phoenix Metropolitan area. | Economic | No | N/A | Transmission Line | 500 kV AC | Conceptual | TBD | A new or existing substation in or around the Phoenix Metropolitan area | TBD | SWAT |  |  | Yes | Chris M. Fecke-Stoudt, P.E. | (602) 371-6626 | Christopher.FeckeStoudt@aps.com | TBD-24 | [34 empty] | 2020-01-27 10:38 |  | 2020-02-05
30 | Western Area Power Administration - DSW | Dome Tap-Gila | Replace all H-frame structures with Light Duty Steel H-Frame Structures and replace existing 300 kcmil copper conductor with 336.4 kcmil ACSS. | Rebuild failing 65 year old 161 kV wood pole transmission line. Increase capacity on system south of Parker substation.Support local load growth. Purpose is "Reliabiliity" in a sense that it would be primarily needed to maintain continued service of existing transmission facilities (rather than mitigate a potential overload observed in a TPL study). | Primarily reliability | No | N/A | Transmission Line | 161 kV | In-Service | Dome Tap 161 kV Substation | Gila 161 kV Substation | 2022 | SWAT | 7.6 | Arizona | Yes | Jeff Newby | (602) 605-2689 | newby@wapa.gov | 2022-30 | [34 empty] | 2024-02-01 11:48 |  | 2024-02-02
44 | Arizona Public Service | Komatke 230/69kV Substation | Interconnect a new 230/69kV substation into the existing Panda-Freedom 230kV line. Note: There will not be an interconnection with the 500kV Jojoba switchyard. | This project is needed to provide the electrical source and support to the sub-transmission system to serve the increasing need for electric energy for the growing communities in the area; such as Buckeye, Goodyear, and Gila Bend. The project will increase the reliability and continuity of service for those areas. | Reliability | No | N/A | Substation | 230 kV | Conceptual | Freedom-Panda 230kV line near the existing Jojoba 500kV switchyard; Sec 25, T2S, R4W | Komatke 230/69kV substation to be built adjacent to the existing Jojoba 500kV switchyard; Sec. 25, T2S, R4W. | TBD | SWAT | NA | Arizona | Yes | David Wiley | 602-371-5997 | David.F.Wiley@aps.com | TBD-44 | [34 empty] | 2024-01-30 09:49 |  | 2024-02-12
46 | Western Area Power Administration - DSW | Kofa – Dome Tap | Replace all H-frame structures with Light Duty Steel H-Frame Structures and replace existing 300 kcmil copper conductor with 336.4 kcmil ACSS. | Rebuild failing 65 year old 161 kV wood pole transmission line. Increase capacity on system south of Parker substation.Support local load growth. Purpose is "Reliabiliity" in a sense that it would be primarily needed to maintain continued service of existing transmission facilities (rather than mitigate a potential overload observed in a TPL study). | Primarily reliability | No | N/A | Transmission Line | 161 kV | Under Construction | Kofa 161 kV Substation | Dome 161 kV Substation | 2024 | SWAT | 7.3 | Arizona | Yes | Jeff Newby | (602) 605-2689 | newby@wapa.gov | 2024-46 | [34 empty] | 2024-02-01 11:48 |  | 2024-02-02
52 | Arizona Public Service | North Gila - Orchard 230kV Line | A new 230kV transmission line to be constructed from the North Gila substation to a new Orchard 230/69kV substation located within the Yuma area. This line will be constructed as a double circuit 230kV capable line, but initially operated as a single circuit. | This project is needed to serve the increasing need for electric energy in the city of Yuma. Additionally, improved reliability and continuity of service will result for the growing Yuma County. | Reliability | No | N/A | Transmission Line | 230 kV | In-Service | North Gila substation | Orchard substation | 2022 | SWAT | 16 | Arizona | Yes | Chris M. Fecke-Stoudt, P.E. | (602) 371-6626 | Christopher.FeckeStoudt@aps.com | 2022-52 | [34 empty] | 2024-01-30 09:46 |  | 2024-02-12
70 | Western Area Power Administration - DSW | Parker – Headgate Rock | Replace all wood H-frame structures with 230 kV steel monopoles and existing 477 ACSR conductor with double circuit 1272 ACSS. The Parker-Bouse line would share structures with this line. Continuing spec development, once spec is completed, project will be on hold | Rebuild failing 65 year old 161 kV wood pole transmission line. Increase capacity on system south of Parker substation. Support local load growth. Purpose is "Reliabiliity" in a sense that it would be primarily needed to maintain continued service of existing transmission facilities (rather than mitigate a potential overload observed in a TPL study). | Primarily reliability & secondarily economic | No | N/A | Transmission Line | 161 kV | Withdrawn | Parker 161 kV Substation | Headgate Rock 161 kV Substation | TBD | SWAT | 12.9 | Arizona | Yes | Stephanie Benjes | (602) 605-2793 | benjes@wapa.gov | TBD-70 | [34 empty] | 2024-02-01 10:46 |  | 2024-02-02
71 | Western Area Power Administration - DSW | Parker – Blythe | Replace all wood H-frame structures in-kind and re-use existing conductors. | Rebuild failing 65 year old 161 kV wood pole transmission line. Purpose is "Reliabiliity" in a sense that it would be primarily needed to maintain continued service of existing transmission facilities (rather than mitigate a potential overload observed in a TPL study). | Reliability | No | N/A | Transmission Line | 161 kV | Planned | Parker 161 kV Substation | Blythe 161 kV Substation | 2027 | SWAT | 63.9 | Arizona | Yes | Jeff Newby | (602) 605-2689 | newby@wapa.gov | 2027-71 | [34 empty] | 2024-02-01 10:53 |  | 2024-02-02
76 | Salt River Project | Abel - Pfister - Ball 230kV | This project consists of a new 230 kV double-circuit transmission line that will bisect and connect the existing Santan – Schrader 230 kV Transmission Circuit #2 to Abel 230 kV Substation. The new double circuit 230 kV transmission line will be routed generally south and east from a point on the Santan – Schrader 230 kV Transmission Line near the existing Moody 69 kV Substation and future Ball (RS-17) 230 kV Substation to the future Pfister (RS-24) 230 kV Substation in the southeastern portion of the town of Queen Creek. From the Pfister 230 kV Substation, the 230 kV transmission line will continue south and east to the Abel 230 kV Substation. | This project was originally proposed to serve long-term load growth in the southeast valley. The current timeline reflects two roles; a near-term reliability need driven by new generation resources connecting near Abel Substation and as the southern termination for the Southeast Power Link project needed to serve load in the southeast valley. | Reliability | No | N/A | Transmission Line | 230 kV | Under Construction | Schrader | Abel | 2024 | SWAT | 20 | Arizona | Yes | Daniel McGuire | 602.236.3818 | daniel.mcguire@srpnet.com | 2024-76 | [34 empty] | 2024-01-29 10:37 |  | 2024-02-02
85 | Arizona Public Service | Buckeye - TS11 - Sun Valley 230kV Line | A new 230kV transmission line between the future Sun Valley substation and the Buckeye substation. This project may be constructed with double circuit capability, but initially operated as a single circuit. | This project will be needed to serve the increasing need for electric energy in the west and northwest portions of the Phoenix Metropolitan area. Additionally, improved reliability and continuity of service will result for this fast growing portion of Maricopa County. This line will provide the first portion of the transmission infrastructure in this previously undeveloped area. | Reliability | No | N/A | Transmission Line | 230 kV | Conceptual | Sun Valley substation | Buckeye substation | TBD | SWAT | 18 | Arizona | Yes | David Wiley | 602-371-5997 | David.F.Wiley@aps.com | TBD-85 | [34 empty] | 2024-01-30 11:10 |  | 2024-02-12
86 | Arizona Public Service | Sun Valley - TS10 - TS11 230kV Line | This project is a new 230kV transmission line that would be constructed in the area north and west of the future Sun Valley substation. This project may be constructed with double circuit capability, but initially operated as a single circuit. | This project will be needed to serve the increasing need for electric energy in the west and northwest portions of the Phoenix Metropolitan area. Additionally, improved reliability and continuity of service will result for this fast growing portion of Maricopa County. This line will provide the first portion of the transmission infrastructure in this previously undeveloped area. | Reliability | No | N/A | Transmission Line | 230 kV | Conceptual | Sun Valley substation | TS11 substation | TBD | SWAT | 18 | Arizona | Yes | David Wiley | 602-371-5997 | David.F.Wiley@aps.com | TBD-86 | [34 empty] | 2024-01-30 11:10 |  | 2024-02-12
88 | Arizona Public Service | Morgan to Outer Circle 230kV line | Add a 230kV line to the existing poles of the Sun Valley - Morgan 500kV line from Outer Circle substation to Morgan substation. | Provide a second source to the planned Outer Circle substation. | Reliability | No | N/A | Transmission Line | 230 kV | Conceptual | Morgan substation | Outer Circle substation | TBD | SWAT | 21 | Arizona | Yes | David Wiley | 602-371-5997 | David.F.Wiley@aps.com | TBD-88 | [34 empty] | 2024-01-30 11:06 |  | 2024-02-12
93 | Arizona Public Service | Pinal Central - Sundance 230kV Line | A new 230kV transmission line from the Sundance Generating Facility to the Pinal Central substation. This line would be built double circuit 230kV capable, but initially operated as a single circuit. | To provide an alternative route for Sundance area generation to reach the Phoenix Metropolitan load pocket and to increase operational flexibility and support future growth in Pinal County. | Reliability | No | N/A | Transmission Line | 230 kV | Planned | Sundance substation | Pinal Central substation | 2027 | SWAT | 6 | Arizona | Yes | David Wiley | 602-371-5997 | David.F.Wiley@aps.com | 2027-93 | [34 empty] | 2024-01-30 10:24 |  | 2024-02-12
100 | Tucson Electric Power | Lago Del Oro 138/13.8 kV Substation | New substation supplied by new 138kV line from Rancho Vistoso | Load Serving | Load Serving | No | N/A | Substation | 138 kV | Planned | Rancho Vistoso 138 kV bus | Lago Del Oro 138 kV bus | 2031 | SWAT | NA | Arizona | Yes | Josh Kitterman, Transmission Planning | (520)396-2803 | joshua.kitterman@tep.com | 2031-100 | [34 empty] | 2024-01-23 14:08 |  | 2024-02-06
102 | Tucson Electric Power | Corona 138/13.8 kV Substation | New 138/13.8kV Substation, loop-in of Irvington - Sonoran 138kV circuit #3. | Load Serving | Load Serving/Reliability | No | N/A | Substation | 138 kV | Planned | Irvington 138 kV bus | Sonoran 138kV bus | 2033 | SWAT | NA | Arizona | Yes | Josh Kitterman, Transmission Planning | (520)396-2803 | joshua.kitterman@tep.com | 2033-102 | [34 empty] | 2024-01-23 14:08 |  | 2024-02-06
103 | Tucson Electric Power | Craycroft-Barril 138/13.8 kV Substation | New 138/13.8kV Substation, loop-in of Snyder - Northeast 138 kV line | Load Serving | Load Serving/Reliability | No | N/A | Substation | 138 kV | Planned | NorthEast Loop 138 kV bus | Snyder 138 kV bus | 2031 | SWAT | NA | Arizona | Yes | Josh Kitterman, Transmission Planning | (520)396-2803 | joshua.kitterman@tep.com | 2031-103 | [34 empty] | 2024-01-23 14:08 |  | 2024-02-06
106 | Tucson Electric Power | Golden Valley 230kV Transmission Line | New 230 kV line | Improve load serving capability to West Golden Valley | Economic/Reliability | No | N/A | Transmission Line | 230 kV | Planned | Harris Substation 230kV bus | Mineral Park Substation 230kV bus | 2031 | SWAT | 17 | Arizona | Yes | Josh Kitterman, Transmission Planning | (520)396-2803 | joshua.kitterman@tep.com | 2031-106 | [34 empty] | 2024-01-23 14:09 |  | 2024-02-06
108 | Tucson Electric Power | Griffith - N. Havasu 69/230kV Transmission Line | 230kV Transmission Line | Reinforce the existing transmission grid and provide interconnection between UNSE load centers in Mohave County. | Reliability | No | N/A | Transmission Line | 230 kV | Conceptual | Griffith | N. Havasu | 2030 | SWAT | 34 | Arizona | Yes | Josh Kitterman, Transmission Planning | (520)396-2803 | joshua.kitterman@tep.com | 2030-108 | [34 empty] | 2024-01-23 14:09 |  | 2024-02-06
109 | Tucson Electric Power | Harrison 138/13.8 kV Substation | New substation, loop-in of East Loop - Roberts 138 kV line | Load Serving | Load Serving/Reliability | No | N/A | Substation | 138 kV | In-Service | East Loop 138kV Substation | Roberts 138kV Substation | 2022 | SWAT | NA | Arizona | Yes | Josh Kitterman, Transmission Planning | (520)396-2803 | joshua.kitterman@tep.com | 2022-109 | [34 empty] | 2024-01-23 14:09 |  | 2024-02-06
110 | Tucson Electric Power | Hartt 138/13.8 kV Substation | New substation, loop-in of South - Green Valley 138 kV line | Load Serving | Load Serving/Reliability | No | N/A | Substation | 138 kV | Planned | South 138 kV bus | Green Valley 138 kV bus | 2028 | SWAT | NA | Arizona | Yes | Josh Kitterman, Transmission Planning | (520)396-2803 | joshua.kitterman@tep.com | 2028-110 | [34 empty] | 2024-01-23 14:10 |  | 2024-02-06
112 | Tucson Electric Power | Grier 138-kV Transmission Line | New double circuit line to loop-in Tortolita - North Loop 138kV line #118. | Load Serving | Load Serving/Reliability | No | N/A | Transmission Line | 138 kV | Planned | North Loop 138-kV bus | Grier 138-kV bus | 2028 | SWAT | 11 | Arizona | Yes | Josh Kitterman, Transmission Planning | (520)396-2803 | joshua.kitterman@tep.com | 2028-112 | [34 empty] | 2024-01-23 14:10 |  | 2024-02-06
166 | Arizona Public Service | Orchard - Yucca 230kV Line | A new 230kV transmission line to be constructed between the future Orchard substation and the Yucca substation. The project may be constructed with double circuit capability. | This project will be needed to serve the increasing need for electric energy in the city of Yuma. Additionally, improved reliability and continuity of service will result for the fast growing Yuma County. | Reliability | No | N/A | Transmission Line | 230 kV | Conceptual | Yucca substation | Orchard substation | TBD | SWAT | 16 | Arizona | Yes | David Wiley | 602-371-5997 | David.F.Wiley@aps.com | TBD-166 | [34 empty] | 2024-01-30 11:07 |  | 2024-02-12
176 | Western Area Power Administration - RMR | Lovell - Yellowtail #1 and #2 Rebuild | Rebuild old 115-kV lines between Yellowtail and Lovell Phase 3 | Re-build 2 parallel 115-kV wood pole lines to 115-kV constructed wood; 795 ACSS conductor. Will increase the overall transfer capability of the Yellowtail - South path (YTS) to 700 MW. | Reliability | No | N/A | Transmission Line | 115 kV | Under Construction | Yellowtail Substation | Lovell Substation | 2023 | CCPG | 94 | Wyoming | Yes | Wisam Al sudani | 970-461-7550 | alsudani@wapa.gov | 2023-176 | [34 empty] | 2024-01-26 09:56 |  | 2024-02-02
194 | Arizona Public Service | El Sol - Westwing 230kV Line | A new 230kV transmission line to be constructed between the Westwing substation and the El Sol substation. | This line will be needed to increase system capacity to serve growing demand for electric energy in the Phoenix Metropolitan area, while maintaining system reliability and integrity for delivery of bulk power from the Westwing substation south into the APS Phoenix Metropolitan area 230kV transmission system. | Reliability | No | N/A | Transmission Line | 230 kV | Conceptual | Westwing substation | El Sol substation | TBD | SWAT | 12 | Arizona | Yes | David Wiley | 602-371-5997 | David.F.Wiley@aps.com | TBD-194 | [34 empty] | 2024-01-30 10:53 |  | 2024-02-12
271 | Tucson Electric Power | Winchester - Vail Double Circuit 345kV Line | New double circuit 345kV line and terminals | Increase load serving capability into SATS area | Reliability | No | N/A | Transmission Line | 345 kV | Conceptual | Winchester 345kV Bus | Vail 345kV Bus | TBD | SWAT | 40 | Arizona | Yes | Josh Kitterman, Transmission Planning | (520)396-2803 | joshua.kitterman@tep.com | TBD-271 | [34 empty] | 2024-01-05 13:30 |  | 2024-02-06
301 | El Paso Electric Company | MOONGATE Substation | This is a new substation that will include one 50 MVA, 115/23.9 kV transformer. | To accommodate load growth in Las Cruces. | Reliability | No | N/A | Substation | 115 kV | In-Service | MOONGATE | MOONGATE | 2023 | SWAT | NA | New Mexico | Yes | David Tovar | (915)235-7010 | dav.tovar@epelectric.com | 2023-301 | [34 empty] | 2024-01-03 13:27 |  | 2024-02-02
305 | El Paso Electric Company | MOONGATE - Jornada Transmission Line | The 115 kV line is to be constructed with 954 ACSR conductor. | This transmission path will initially be used to feed Moongate Substation and later on will be part of enhanced reliability completing the EPE Las Cruces 115kV transmission line loop. | Reliability | No | N/A | Transmission Line | 115 kV | In-Service | Jornada | MOONGATE | 2023 | SWAT | 9.06 | New Mexico | Yes | David Tovar | (915)235-7010 | dav.tovar@epelectric.com | 2023-305 | [34 empty] | 2024-01-03 13:28 |  | 2024-02-02
315 | El Paso Electric Company | Verde 115 kV Substation (Load Serving Station Portion Added), 115/24kV 50 MVA Transformer Addition | Verde 115 kV Substation (Load Serving Station Portion Added), 115/24kV 50 MVA Transformer Addition | Load Growth | Reliability | No | N/A | Substation | 115 kV | Planned | Verde | Verde | 2027 | SWAT | NA | New Mexico | Yes | David Tovar | (915)235-7010 | dav.tovar@epelectric.com | 2027-315 | [34 empty] | 2024-01-03 13:29 |  | 2024-02-02
319 | El Paso Electric Company | Patriot Substation Transformer (T2) Addition | Patriot Substation Transformer (T2) Addition | Load Growth | Reliability | No | N/A | Substation | 115 kV | In-Service | Patriot | Patriot | 2023 | SWAT | NA | Texas | Yes | David Tovar | (915)235-7010 | dav.tovar@epelectric.com | 2023-319 | [34 empty] | 2024-01-03 13:58 |  | 2024-02-02
333 | El Paso Electric Company | Uvas Substation 24 MVA Transformer Addition | Uvas Substation 24 MVA Transformer Addition | Load Growth | Reliability | No | N/A | Substation | 115 kV | Withdrawn | Uvas | Uvas | 2030 | SWAT | NA | New Mexico | Yes | David Tovar | (915)235-7010 | dav.tovar@epelectric.com | 2030-333 | [34 empty] | 2024-01-03 13:59 |  | 2024-02-02
334 | El Paso Electric Company | Pipeline Substation 2x50 MVA Transformer Additions | Pipeline Substation 2x50 MVA Transformer Additions. One new transformer replacing an existing transformer. | Load Growth | Reliability | No | N/A | Substation | 115 kV | Withdrawn | Pipeline | Pipeline | 2021 | SWAT | NA | Texas | Yes | David Tovar | (915)235-7010 | dav.tovar@epelectric.com | 2021-334 | [34 empty] | 2024-01-03 13:30 |  | 2024-02-02
340 | Tucson Electric Power | Vail 345/138kV Transformer T4 | New 345/138kV Transformer Addition | TEP Load Serving Capability | Reliability | No | N/A | Substation | 345 kV | Conceptual | Vail 345kV Express Line | Vail 138kV Bus | TBD | SWAT | NA | Arizona | Yes | Josh Kitterman, Transmission Planning | (520)396-2803 | joshua.kitterman@tep.com | TBD-340 | [34 empty] | 2024-01-05 13:30 |  | 2024-02-06
347 | Tucson Electric Power | Toro - Rosemont 138kV Line | Tap of existing South - Green Valley 138 kV line to Rosemont | Serve proposed industrial load at new Rosemont Substation | Economic/Load Serving | No | N/A | Transmission Line | 138 kV | Conceptual | Toro 138kV Bus | New Rosemont 138kV Bus | TBD | SWAT | 13 | Arizona | Yes | Josh Kitterman, Transmission Planning | (520)396-2803 | joshua.kitterman@tep.com | TBD-347 | [34 empty] | 2024-01-05 13:34 |  | 2024-02-06
348 | Tucson Electric Power | Point of Interconnection 138kV Switchyard (Rosemont) | New 138kV Switchyard | Serve Rosemont Load | Economic/Load Serving | No | N/A | Substation | 138 kV | Conceptual | Intermediate point-of-interconnection between South and Green Valley 138kV Buses | Toro 138kV Bus | TBD | SWAT | NA | Arizona | Yes | Josh Kitterman, Transmission Planning | (520)396-2803 | joshua.kitterman@tep.com | TBD-348 | [34 empty] | 2024-01-05 13:34 |  | 2024-02-06
349 | Tucson Electric Power | Rancho Vistoso - Lago Del Oro 138kV Line | New 138kV Line | Load Serving | Load Serving/Reliability | No | N/A | Transmission Line | 138 kV | Planned | Rancho Vistoso 138kV Bus | Lago Del Oro 138kV Bus | 2032 | SWAT | 4.5 | Arizona | Yes | Josh Kitterman, Transmission Planning | (520)396-2803 | joshua.kitterman@tep.com | 2032-349 | [34 empty] | 2024-01-05 13:36 |  | 2024-02-06
409 | San Luis River Colorado Project | SLRC Power Center, Transmission Line | The transmission lines, substation upgrades, and generator are known as the San Luis Rio Colorado Project. The project consists of the Power Center, consisting of the GDD Substation and gas fired power plant (to be constructed by Generadora Del Desierto, SA de C.V (GDD) These will be located approximately 1 mile from the border in Mexico, across from the US-Mexico border in San Luis Rio Colorado, Sonora, Mexico. The double circuit 230 kV transmission line which will run approximately 21 miles north to the existing Gila substation, owned and operated by the Western Area Power Administration (WAPA). At the Gila Substation a 230 kV Ring will be constructed to interface with the 161 kV system via a 300 MVA transformer. The lines will again be extended an additional 5 miles to interconnect to a developed 230 kV switchyard to interface the 230 to 500 KV transformation to the existing North Gila Substation, operated by Arizona Public Service (APS) | The transmission line will allow power generated from the SLRC Power Center to be transmitted and sold into the United States. | Primarily economic & secondarily reliability | N/A | N/A | Transmission Line | 230 kV | Conceptual | San Luis Rio Colorado Power Center switchyard in SLRC, Sonora, Mexico | North Gila 500kV substation, Operated by Arizona Public Service (APS). Interconnection was approved by North Gila E&O. (March 12, 2011) | 2025 | SWAT |  |  | No | Joseph Bojnowski, North Branch Resources, LLC | 203-788-1613 | nbrllc@msn.com | 2025-409 | N/A | Yes | Yes | No | No | N/A | N/A | No – in progess | In progress | Yes | Yes | No | N/A | Yes | 609 MW | Natural gas fired, combined cycle power plant – F-class technology | San Luis Rio Colorado, Sonora, Mexico with interconnect to the USA at Gila and North Gia | Southwest, USA (Arizona, California, Nevada primarily) | No | No |  | 6 N Branch Road | Newtown | USA | Connecticut | 06470 | Milton Percival | Mperc7439@aol.com | 7439 E Cambridge Avenue | Scottsdale | USA | AZ | 85257 | (480) 994-8695 | 2022-03-02 09:42 |  | 2022-03-02
445 | Tri-State Generation and Transmission Association | Wayne Child Phase II - (Formerly Arrow Transmission Project) | Construct new Wayne Child 345/230kV Substation interconnecting with the LRS-Story 345kV line. | Increase power delivery and load-serving capabilities into northern Colorado. | Reliability | No | N/A | Substation | 345 kV | In-Service | Wayne Child Substation | Wayne Child Substation | 2022 | CCPG | NA | Wyoming | Yes | Ryan Hubbard | 303-254-3025 | rhubbard@tristategt.org | 2022-445 | [34 empty] | 2024-01-08 08:26 |  | 2024-02-02
450 | Tucson Electric Power | Naranja 138/13.8 kV Substation | New 138kV Naranja substation. | Reliability/Load Serving | Reliability/Load Serving | No | N/A | Substation | 138 kV | Planned | North Loop 138 kV Yard | La Canada 138/13.8 kV Substation | 2029 | SWAT | NA | Arizona | Yes | Josh Kitterman, Transmission Planning | (520)396-2803 | joshua.kitterman@tep.com | 2029-450 | [34 empty] | 2024-01-05 13:37 |  | 2024-02-06
451 | Tucson Electric Power | Vine 138/13.8 kV Substation (was UA North) | New 138/13.8kV Substation, loop-in of future Kino - DMP 138 kV line. | Load Serving | Load Serving/Reliability | No | N/A | Substation | 138 kV | Planned | Kino 138/13.8 kV substation | DMP 138/46/13.8 kV Substation | 2027 | SWAT | NA | Arizona | Yes | Josh Kitterman, Transmission Planning | (520)396-2803 | joshua.kitterman@tep.com | 2027-451 | [34 empty] | 2024-01-05 13:37 |  | 2024-02-06
474 | Salt River Project | Hassayampa - Pinal West 500kV #2 | Install the Jojoba - Pinal West portion of the second Hassayampa - Pinal West line. | The Central Arizona Transmission System study identified system additions to provide access to new generation in western or central Arizona. This is a reliability driven project that, for SRP, is not triggered by system load forecasted within the next ten years. Other load serving entities with an ownership interest in the project have identified this project as necessary within the next ten years to meet increased system load growth, improve reliability, and for overall transmission system support. | Reliability | No | N/A | Transmission Line | 500 kV AC | Planned | Hassayampa | Pinal West | 2028 | SWAT | 31.7 | Arizona | Yes | Daniel McGuire | 602.236.3818 | daniel.mcguire@srpnet.com | 2028-474 | [34 empty] | 2024-01-30 08:17 |  | 2024-02-02
488 | Public Service Company of Colorado/ Xcel Energy | Bluestone Substation | Construct a new Bluestone Substation that would tap PSCo’s Rifle-Parachute-Cameo 230kV line near Debeque, Colorado. | Load Service. The substation would provide load service for PSCo and Grand Valley Power (GVP) customers in the area. | Reliability | No | N/A | Substation | 230 kV | In-Service | Bluestone | Bluestone | 2023 | CCPG | NA | Colorado | Yes | Claire Van Gundy | (303) 273-4751 | claire.vangundy@xcelenergy.com | 2023-488 | [34 empty] | 2024-01-10 11:37 |  | 2024-02-02
502 | NGIV2, LLC | North Gila - Imperial Valley #2 | New single circuit 500kV transmission line from North Gila to Imperial Valley. There will be an new intermediate substation (Dunes) and 230kV line from Dunes to IID's existing Highline substation. | Increase the West of River Transfer capability from Arizona to southern California | Primarily reliability & secondarily economic | N/A | N/A | Transmission Line | 500 kV AC | Conceptual | North Gila 500kV | Imperial Valley 500kV | 2029 | REGIONAL | 85 | Multiple | No | Mark Etherton | 602-809-0707 | mark.etherton@transco.energy | 2029- | www.ngiv2.com | Yes | Yes | Yes, Imperial Irrigation District | No | N/A | N/A | No | N/A | Yes | No | Yes | No | No | N/A | N/A | N/A | N/A | N/A | N/A | IID is expected to be a part owner for a portion of the Project. IID has included the need for additional transmission west of North Gila in their IRP and Long-Term Plans west of North Gila (i.e. capacity from HANG2 for IID). The CAISO has approved the Project as a component of their 2022-2023 TPP. The Project is currently being competitively bid by the CAISO. | 2172 E. Calle de Arcos | Tempe | USA | AZ | 85284 | Randy Schroeder | rschroeder@envalue.us | 2172 E. Calle de Arcos | Tempe | USA | AZ | 85284 |  |  |  | 2024-01-30
526 | Clean Line Energy Partners | Centennial West Clean Line | High-Voltage (500 or 600kV) Direct Current Transmission Line | To connect exceptional renewable energy resources to load | Primarily economic & secondarily public policy | N/A | N/A | Transmission Line | 600 kV DC | Conceptual | Union County, NM | Lugo, CA (SCE) | 2027 | SWAT |  |  | No | Keith Sparks | 832-319-6338 | ksparks@cleanlineenergy.com | 2027-526 | http://www.cleanlineenergy.com | No | N/A | No | No | N/A | N/A | No | N/A | Yes | No | Yes | No | No | N/A | N/A | N/A | N/A | N/A | N/A | We are still working on developing the resource area in northeastern (Union county) NM and refining our route alternatives into the Lugo sub-station. We continue to engage with federal and state land agencies and secure row with private landowners. COD is currently projected by 2027. | 1001 McKinney St. Suite 700 | Houston | USA | TX | 77002 | Ian Calkins | Ian@copperstate.net | 3033 N Central St. Suite 900 | Phoenix | USA | AZ | 85012 | (602) 229-1010 | 2022-03-03 08:43 |  | 2022-03-03
529 | Western Area Power Administration - RMR | Estes-Flatiron 115-kV rebuild | Replace parallel 115-kV Estes-Flatiron lines with double circuit 115-kV | Replace deteriorating structures and eliminate right of way encroachments | Reliability | No | N/A | Transmission Line | 115 kV | In-Service | Estes | Flatiron | 2023 | CCPG | 15 | Colorado | Yes | Wisam Al sudani | 970-461-7550 | alsudani@wapa.gov | 2023-529 | [34 empty] | 2024-01-26 10:49 |  | 2024-02-02
531 | Southline Transmission, L.L.C. | Southline Afton-Apache | Segment of a bi-directional EHV path between southern NM and AZ | (1) improve regional reliability in southern NM and southern AZ (2) mitigate existing regional congestion, and (3) facilitate the interconnection of renewable energy resources | Primarily economic & secondarily reliability | N/A | N/A | Transmission Line | 345 kV | Planned | Afton | Apache | 2027 | SWAT | 218 | Multiple | No | Doug Patterson | 415-944-0656 | doug@blackforestpartners.com | 2027-531 | http://southlinetransmission.com | Yes | Yes | No | No | N/A | N/A | No | N/A | Yes | Yes | Yes | Yes | No | N/A | N/A | N/A | N/A | N/A | N/A | Southline has been awarded by the DOE Transmission Facilitation Program a capacity contract award for up to 50% of the line's capacity. | 1550 Tiburon Boulevard, Suite G, #334 | Tiburon | USA | CA | 94920 | Doug Patterson | doug@blackforestpartners.com | 1550 Tiburon Boulevard, Suite G, #334 | Tiburon | USA | CA | 94920 | (415) 944-0656 | 2024-01-30 16:47 |  | 2024-02-02
532 | Arizona Public Service | Avery 230/69kV Substation | A new 230/69kV substation cut into the Raceway-Pinnacle Peak 230kV line. The substation will be constructed when needed as the load continues to grow. Currently the need date is beyond our 10 year planning horizon. | This project is needed to serve growing load in the northern Phoenix area. | Reliability | No | N/A | Substation | 230 kV | In-Service | Raceway-Pinnacle Peak 230kV line; Sec. 15, T5N, R2E | Future Avery substation; Sec. 15, T5N, R2E | 2022 | SWAT | 1 | Arizona | Yes | David Wiley | 602-371-5997 | David.F.Wiley@aps.com | 2022-532 | [34 empty] | 2024-01-30 11:11 |  | 2024-02-12
534 | Southline Transmission, L.L.C. | Southline Apache-Vail | Segment of a bi-directional EHV path between southern NM and AZ | (1) improve regional reliability in southern NM and southern AZ (2) mitigate existing regional congestion, and (3) facilitate the interconnection of renewable energy resources | Primarily reliability & secondarily economic | N/A | N/A | Transmission Line | 230 kV | Planned | Apache | Vail | 2027 | SWAT | 60 | Arizona | No | Doug Patterson | 415-944-0656 | doug@blackforestpartners.com | 2027-534 | http://southlinetransmission.com | No | N/A | No | No | N/A | N/A | No | N/A | Yes | Yes | Yes | Yes | No | N/A | N/A | N/A | N/A | N/A | N/A | SIS was performed which evaluated a larger project that included this one (the Apache-Saguaro/Tortolita), but additional studies will need to be performed. Southline has also been awarded by the DOE Transmission Facilitation Program a capacity contract award for up to 50% of the line's capacity. | 1550 Tiburon Boulevard, Suite G, #334 | Tiburon | USA | CA | 94920 | Doug Patterson | doug@blackforestpartners.com | 1550 Tiburon Boulevard, Suite G, #334 | Tiburon | USA | CA | 94920 | (415) 944-0656 | 2024-01-30 16:46 |  | 2024-02-02
582 | Public Service Company of Colorado/ Xcel Energy | Parachute - Cameo 230 kV Transmission Line | Construct new 230kV transmission line between the Parachute and Cameo Substations. | Reliability. For future load growth in the region. | Reliability | No | N/A | Transmission Line | 230 kV | Conceptual | Parachute Substation | Cameo Substation | TBD | CCPG | TBD | Colorado | Yes | Claire Van Gundy | (303) 273-4751 | claire.vangundy@xcelenergy.com | TBD-582 |  | Yes | Yes | [31 empty] | 2024-01-18 07:47 |  | 2024-02-02
674 | Tri-State Generation and Transmission Association | La Junta (TS) 2nd 115/69kV, 42 MVA XFMR | Add a parallel 42 MVA transformer. | Back-up for a loss of the existing transformer. | Reliability | No | N/A | Substation | 115 kV | In-Service | La Junta, CO | La Junta, CO | 2023 | CCPG | NA | Colorado | Yes | Ryan Hubbard | 303-254-3025 | rhubbard@tristategt.org | 2023-674 | [34 empty] | 2024-01-08 08:28 |  | 2024-02-02
675 | Tucson Electric Power | New 138kV line North Loop to Naranja to La Canada | New 138kV line from North Loop to La Canada with the new Naranja substation | Load Serving | Reliability/Load Serving | No | N/A | Transmission Line | 138 kV | Planned | North Loop 138kV Substation | La Canada 138kV Substation | 2029 | SWAT | 14.5 | Arizona | Yes | Josh Kitterman, Transmission Planning | (520)396-2803 | joshua.kitterman@tep.com | 2029-675 | [34 empty] | 2024-01-05 13:38 |  | 2024-02-06 | 2011-11-04 16:01
734 | Platte River Power Authority | Timberline 230/115kV Transformer T3 Replacement | Replace 230/115kV Transformer T3 with new transformer. | Improve system reliability in the Fort Collins area. Existing transformer was installed in 1979. | Reliability | No | N/A | Substation | 230 kV | Planned | Timberline 230kV | Timberline 115kV | 2024 | CCPG | NA | Colorado | Yes | Jeremy Brownrigg | 970-266-7979 | brownriggj@prpa.org | 2024-734 | [34 empty] | 2022-02-10 11:01 |  | 2022-02-11 | 2012-12-14 12:00
736 | Public Service Company of Colorado/ Xcel Energy | Weld County Expansion Project | New high-voltage transmission, originating at the Ault Substation, interconnecting to the Greeley network, and terminating south of Greeley. | Reliability, load and resource accommodation, and increase TOT7 path. | Primarily reliability & secondarily public policy | Yes | TBD | Transmission Line | 230 kV | Conceptual | Ault Substation | South of Greeley | TBD | CCPG | TBD | Colorado | Yes | Claire Van Gundy | (303) 273-4751 | claire.vangundy@xcelenergy.com | TBD-736 |  | No |  | No | [30 empty] | 2024-01-18 07:49 |  | 2024-02-02 | 2012-12-11 15:05
738 | Western Area Power Administration - DSW | Tucson - Oracle | Replace all wood H-frame structures in-kind and existing 4/0 copper conductor with 954 ACSR. | Increase load serving capability in Western's South of Phoenix system, rebuild failing 115kV wood pole transmission line. | Primarily reliability & secondarily economic | No | N/A | Transmission Line | 115 kV | Planned | Tucson 115kV Substation | Oracle 115kV Substation | 2026 | SWAT | 25.4 | Arizona | Yes | Jeff Newby | (602) 605-2689 | newby@wapa.gov | 2026-738 | [34 empty] | 2024-02-01 09:58 |  | 2024-02-02 | 2012-12-13 11:31
759 | Tri-State Generation and Transmission Association | NENM Reliability Improvement | Construction of two new 115 kV lines with corresponding substation additions: 1) 32 mile, 795 ACSR between Gladstone and Springer substations; and 2) 29 mile, 1272 ACSR between the southern terminus of the Gladstone-Hess 115 kV line and the southern terminus of the Clapham-Bravo Dome 115 kV line. | To reliably serve existing and forecast loads in the NENM transmission system | Reliability | No | N/A | Transmission Line | 115 kV | Conceptual | Gladstone, Hess Substation | Springer, Bravo Dome Substation | TBD | SWAT | 61 | New Mexico | Yes | Ryan Hubbard | 303-254-3025 | rhubbard@tristategt.org | TBD-759 | [34 empty] | 2024-01-08 08:29 |  | 2024-02-02 | 2013-12-04 11:30
771 | Salt River Project | Silver King - East Plant - West Plant 230kV | Previously referred to as Silver King - New Oakflat- New Superior. The alignment of the first 230 kV single-circuit transmission line will closely follow the existing 115 kV circuit. The line starts at the Silver King Receiving Station, runs southwest into the East Plant 230 kV Switchyard, and then will traverse west to the West Plant 230 kV Switchyard. In addition, the existing Goldfield – Silver King 230 kV Transmission Line will loop into the West Plant 230 kV Switchyard. The total 230 kV transmission line length is about 7.5 miles. The locations of the East Plant Switchyard and West Plant Switchyard sites are still being determined. | This is a single customer requested and driven project and is not triggered by system load growth. | Reliability | No | N/A | Transmission Line | 230 kV | Conceptual | Silver King substation (Sections 15 and 16, T1, R13E) | New East Plant & West Plant Substations | TBD | SWAT | 7.5 | Arizona | Yes | Daniel McGuire | 602.236.3818 | daniel.mcguire@srpnet.com | TBD-771 | [34 empty] | 2024-01-25 10:40 |  | 2024-02-02 | 2013-12-15 15:57
772 | Salt River Project | Coolidge - Hayden Reroute 115kV | The portion of the line that may be relocated begins about 0.5 miles northeast of the Coolidge 115 kV Substation and runs north along the Union Pacific Railroad until it crosses the Gila River where it turns northeast following a canal and drainage feature. The portion to be rerouted is 1.25 miles in length. The new line will be from 1.25 to 2.0 miles long. | A short segment of the subject 115 kV transmission line is located on Gila River Indian Community (GRIC) land. SRP is negotiating an extension of the current land grant for the line. SRP may elect to move this portion of the line onto private land if negotiations with the GRIC are unsuccessful or if SRP determines it is in the best interest of its customers. | Land Easement | No | N/A | Transmission Line | 115 kV | Conceptual | Coolidge | Hayden | 2024 | SWAT | 1.5 | Arizona | Yes | Daniel McGuire | 602.236.3818 | daniel.mcguire@srpnet.com | 2024-772 | [34 empty] | 2024-01-26 12:55 |  | 2024-02-02 | 2013-12-15 16:01
780 | Salt River Project | Copper Crossing - Abel | Copper Crossing to Abel 230kV | Provide generation delivery point. | Reliability | No | N/A | Substation | 230 kV | Withdrawn | Copper Crossing Energy Center | Abel 230kV substation | TBD | SWAT | NA | Arizona | Yes | Daniel McGuire | 602.236.3818 | daniel.mcguire@srpnet.com | TBD-780 | [34 empty] | 2024-01-26 13:05 |  | 2024-02-02 | 2013-12-15 15:28
790 | Public Service Company of Colorado/ Xcel Energy | Avery Substation | New distribution substation located in Weld County. The new substation will tap the Platte River Power Authority (PRPA) Carey – Timberline 230kV transmission line. | Load service | Reliability | No | N/A | Substation | 230 kV | In-Service | Avery Substation | Avery Substation | 2022 | CCPG | NA | Colorado | Yes | Claire Van Gundy | (303) 273-4751 | claire.vangundy@xcelenergy.com | 2022-790 | [34 empty] | 2024-01-10 11:38 |  | 2024-02-02 | 2013-12-16 13:08
792 | Public Service Company of Colorado/ Xcel Energy | Wilson Substation | Construction of a new distribution substation by tapping PRPA’s Horseshoe – West 115 kV transmission line. This new substation will be located near Wilson Ave and LCR 28 in Loveland, CO. | Load service | Reliability | No | N/A | Substation | 115 kV | Conceptual | Wilson Substation | Wilson Substation | TBD | CCPG | NA | Colorado | Yes | Claire Van Gundy | (303) 273-4751 | claire.vangundy@xcelenergy.com | TBD-792 | [34 empty] | 2024-01-10 11:39 |  | 2024-02-02 | 2013-12-16 13:09
793 | Public Service Company of Colorado/ Xcel Energy | Glenwood-Rifle 115 kV Upgrade | The project consists of the upgrade of the Glenwood Springs – Rifle 69kV line to 115kV. | Reliability and load growth | Reliability | No | N/A | Transmission Line | 115 kV | Conceptual | Glenwood Substation | Rifle Substation | TBD | CCPG | TBD | Colorado | Yes | Claire Van Gundy | (303) 273-4751 | claire.vangundy@xcelenergy.com | TBD-793 | [34 empty] | 2024-01-18 07:50 |  | 2024-02-02 | 2013-12-16 13:09
859 | Salt River Project | Southeast Power Link | The final line route was determined through the CEC process. The project consists of approximately seven miles of a new 230 kV double-circuit transmission line from the existing Browning – Sidewinder 230 kV Transmission Line to the new 230 kV Scott (previously RS-31) Substation located east of the Loop 202/SR-24 interchange and terminating at the future Abel – Santan 230 kV Transmission Line. | To serve growing industrial and commercial customers in the southeast valley | Reliability | No | N/A | Transmission Line | 230 kV | Under Construction | Section of Browning – Sidewinder 230 kV Line SEC 9, T1S, R7E | Section of Abel – Santan 230 kV Line SEC 10, T1S, R7E | 2024 | SWAT | 14 | Arizona | Yes | Daniel McGuire | 602.236.3818 | daniel.mcguire@srpnet.com | 2024-859 | [34 empty] | 2024-01-31 08:23 |  | 2024-02-02 | 2014-12-10 13:53
860 | Salt River Project | Superior - Silver King 115kV Reroute | The new alignment will traverse to the north, west of the historical line, and adjacent to the existing Goldfield – Silver King 230 kV circuit. | To move an existing 115 kV line on a single customer’s private property to accommodate customer’s land use needs. This is a single customer driven and requested project and is not triggered by system load growth. | Customer request | No | N/A | Transmission Line | 115 kV | Conceptual | Silver King | Superior | TBD | SWAT | 1.25 | Arizona | Yes | Daniel McGuire | 602.236.3818 | daniel.mcguire@srpnet.com | TBD-860 | [34 empty] | 2024-01-26 13:30 |  | 2024-02-02 | 2014-12-10 13:58
864 | Public Service Company of Colorado/ Xcel Energy | Wheeler - Wolf Ranch 230 kV Transmission Project | The project consists of the construction of a new 230 kV transmission line approximately 18 miles from Wheeler Substation to a new Wolf Ranch Substation to accommodate a new 50 MVA load. The line will also interconnect to the Middle Fork Substation. | Load Service | Reliability | No | N/A | Transmission Line | 230 kV | Withdrawn | Wheeler Substation | Wolf Ranch Substation | TBD | CCPG | 0 | Colorado | Yes | Claire Van Gundy | (303) 273-4751 | claire.vangundy@xcelenergy.com | TBD-864 | [34 empty] | 2024-01-18 07:50 |  | 2024-02-02 | 2014-12-11 14:21
877 | Tucson Electric Power | Irvington 138 kV breaker-and-a-half substation | Irvington 138 kV breaker-and-a-half substation | Increase system reliability | Reliability | No | N/A | Substation | 138 kV | Under Construction | Irvington Substation | N/A | 2024 | SWAT | NA | Arizona | Yes | Josh Kitterman, Transmission Planning | (520)396-2803 | joshua.kitterman@tep.com | 2024-877 | [34 empty] | 2024-01-05 13:40 |  | 2024-02-06 | 2014-12-15 14:12
878 | Tucson Electric Power | South Loop 138 kV, Conversion to breaker-and-a-half substation | Convert existing South Loop 138 kV substation into a breaker-and-a-half substation | Increase system reliability and allow more flexibility to schedule maintenance outages | Reliability | No | N/A | Substation | 138 kV | Conceptual | South Loop 138 kV substation | N/A | TBD | SWAT | NA | Arizona | Yes | Josh Kitterman, Transmission Planning | (520)396-2803 | joshua.kitterman@tep.com | TBD-878 | [34 empty] | 2024-01-05 13:41 |  | 2024-02-06 | 2014-12-15 14:12
884 | Tri-State Generation and Transmission Association | Lost Canyon - Main Switch 115 kV Line | New 115 kV transmission line between Lost Canyon and Main Switch Substations. | Increase load serving capability of CO2 loop | Reliability | No | N/A | Transmission Line | 115 kV | Conceptual | Lost Canyon | Main Switch | TBD | CCPG | 16 | Colorado | Yes | Ryan Hubbard | 303-254-3025 | rhubbard@tristategt.org | TBD-884 | [34 empty] | 2024-01-08 08:32 |  | 2024-02-02 | 2015-10-28 10:20
885 | Tri-State Generation and Transmission Association | San Luis Valley-Poncha 230 kV Line #2 | Construct a second 230 kV transmission line from San Luis Valley to Poncha. | Provide reliable and adequate load support to San Luis Valley | Reliability | No | N/A | Transmission Line | 230 kV | Conceptual | San Luis Valley | Poncha | TBD | CCPG | 62 | Colorado | Yes | Ryan Hubbard | 303-254-3025 | rhubbard@tristategt.org | TBD-885 | [34 empty] | 2024-01-08 08:33 |  | 2024-02-02 | 2015-11-03 09:06
890 | El Paso Electric Company | Move Sparks 115/69 kV autotransformer to Felipe substation | Move Sparks 115/69 kV autotransformer to Felipe substation | Reliability and System Reconfiguration | Reliability | No | N/A | Substation | 115 kV | Withdrawn | Sparks substation | Felipe substation | 2024 | SWAT | NA | Texas | Yes | David Tovar | (915)235-7010 | dav.tovar@epelectric.com | 2024-890 | [34 empty] | 2024-01-03 13:30 |  | 2024-02-02 | 2015-12-07 17:10
898 | Black Hills Energy | West Station - Hogback 115kV | New 115 kV line from West Station to a new load serving substation in Cañon City (Hogback) | Increase the import capability into the Cañon City area by adding transformation capacity and increase the reliability of the 69 kV Network | Reliability | No | N/A | Transmission Line | 115 kV | In-Service | West Station 115kV | Hogback | 2023 | CCPG | 47 | Colorado | Yes | Lindsay Briggs | (605) 721-2240 | lindsay.briggs@blackhillscorp.com | 2023-898 | [21 empty] | 7001 Mt. Rushmore Rd. | Rapid City | USA | SD | 57702 | [8 empty] | 2024-02-02 14:33 |  | 2024-02-08 | 2015-12-08 17:21
906 | Tri-State Generation and Transmission Association | Boone - Lamar 230 kV Line | Construct 230 kV transmission line from Boone Substation to Lamar Substation. | Reliability - Remove generation operating restrictions & support renewable resource development in eastern Colorado | Reliability | No | N/A | Transmission Line | 230 kV | Withdrawn | Boone | Lamar | TBD | CCPG | 99 | Colorado | Yes | Ryan Hubbard | 303-254-3025 | rhubbard@tristategt.org | TBD-906 | [34 empty] | 2024-01-08 08:38 |  | 2024-02-02 | 2015-12-08 15:34
918 | Los Angeles Department of Water and Power | Castaic-Haskell Canyon 230 kV Line 3 | Addition of 230 kV circuit from Haskell Canyon to the Castaic Power Plant | Meet RPS Requirement | Public Policy | Yes | TBD | Transmission Line | 230 kV | In-Service | Castaic Power Plant | Haskell Canyon Station | 2023 | SWAT | 11.98 | California | Yes | Jose Diaz / Michael Granados | 213-367-3819 / 213-367-4133 | Jose.Diaz@LADWP.com / Michael.Granados@LADWP.com | 2023-918 | [34 empty] | 2024-02-02 11:52 |  | 2024-02-07 | 2015-12-10 10:35
922 | Los Angeles Department of Water and Power | New Valley - Rinaldi Line 3 and upgrade Valley - Rinaldi Lines 1 and 2 | Re-conductor 230 kV Lines between Valley Station and Rinaldi Station | Improve Reliability | Reliability | No | N/A | Transmission Line | 230 kV | Planned | Valley Station | Rinaldi Station | 2028 | SWAT | 23.58 | California | Yes | Jose Diaz / Michael Granados | 213-367-3819 / 213-367-4133 | Jose.Diaz@LADWP.com / Michael.Granados@LADWP.com | 2028-922 | [34 empty] | 2024-02-02 15:40 |  | 2024-02-07 | 2015-12-10 14:15
923 | Los Angeles Department of Water and Power | New Valley - Toluca Line 3 and upgrade Valley - Toluca Lines 1 and 2 | Re-conductor 230 kV Lines between Valley Station and Toluca Station | Improve Reliability | Reliability | No | N/A | Transmission Line | 230 kV | Planned | Valley Station | Toluca Station | 2026 | SWAT | 20.87 | California | Yes | Jose Diaz / Michael Granados | 213-367-3819 / 213-367-4133 | Jose.Diaz@LADWP.com / Michael.Granados@LADWP.com | 2026-923 | [34 empty] | 2024-02-02 15:40 |  | 2024-02-07 | 2015-12-10 11:29
924 | Los Angeles Department of Water and Power | Victorville 500/287 kV auto-transformer installation | Installing new auto-transformer at Victorville 500/287kV Transformer Bank K | Improve Reliability/Meet RPS Requirement | Primarily reliability & secondarily public policy | Yes | TBD | Other | 500 kV AC | Under Construction | Victorville Station | Victorville Station | 2025 | SWAT | NA | California | Yes | Jose Diaz / Michael Granados | 213-367-3819 / 213-367-4133 | Jose.Diaz@LADWP.com / Michael.Granados@LADWP.com | 2025-924 | [34 empty] | 2024-02-02 15:41 |  | 2024-02-07 | 2015-12-10 11:38
925 | Los Angeles Department of Water and Power | Upgrade Toluca 500/230 kV Bank H | Upgrade 500/230 kV Bank H at Toluca Station | Improve Reliability | Reliability | No | N/A | Other | 500 kV AC | In-Service | Toluca Station | Toluca Station | 2023 | SWAT | NA | California | Yes | Jose Diaz / Michael Granados | 213-367-3819 / 213-367-4133 | Jose.Diaz@LADWP.com / Michael.Granados@LADWP.com | 2023-925 | [34 empty] | 2024-02-02 12:09 |  | 2024-02-07 | 2015-12-10 12:42
926 | Los Angeles Department of Water and Power | Upgrade McCullough – Victorville Transmission Line | Upgrade McCullough – Victorville Transmission Line | Meet RPS Requirement/Increase transfer capability | Primarily Reliability & Secondarily Public Policy | Yes | N/A | Transmission Line | 500 kV AC | Under Construction | McCullough Station | Victorville Station | 2028 | SWAT | 322.58 | Multiple | Yes | Jose Diaz/ Michael Granados | 213-367-3819 / 213-367-4133 | Jose.Diaz@ladwp.com / Michael.Granados@ladwp.com | 2028-926 | [34 empty] | 2024-02-02 15:41 |  | 2024-02-07 | 2015-12-10 13:20
927 | Los Angeles Department of Water and Power | New Haskell Canyon-Sylmar 230 kV Line 2 | Add a new 230 kV line between Haskell Canyon Station and Sylmar Station | Meet RPS Requirement | Public Policy | Yes | TBD | Transmission Line | 230 kV | Under Construction | Haskell Canyon | Sylmar Station | 2024 | SWAT | 12.86 | California | Yes | Jose Diaz / Michael Granados | 213-367-3819 / 213-367-4133 | Jose.Diaz@LADWP.com / Michael.Granados@LADWP.com | 2024-927 | [34 empty] | 2024-02-02 14:40 |  | 2024-02-07 | 2015-12-10 13:18
951 | Public Service Company of Colorado/ Xcel Energy | Gilman-Avon 115 kV Transmission Line | New 115 kV line into Avon. New capacitor bank at Vail. Normally open line but used for emergency backup. | Reliability | Reliability | No | N/A | Transmission Line | 115 kV | Planned | Gilman Substation | Avon Substation | 2027 | CCPG | TBD | Colorado | Yes | Claire Van Gundy | (303) 273-4751 | claire.vangundy@xcelenergy.com | 2027-951 | [34 empty] | 2024-01-18 07:51 |  | 2024-02-02 | 2015-12-11 12:18
952 | Public Service Company of Colorado/ Xcel Energy | Weld to Rosedale 230 kV Line | Build a 230 kV line from Weld substation to Rosedale substation | To reduce the risk of overloading Greeley system during planned and forced outage situations. | Reliability | No | N/A | Transmission Line | 230 kV | Conceptual | Weld Substation | Rosedale Substation | TBD | CCPG | TBD | Colorado | Yes | Claire Van Gundy | (303) 273-4751 | claire.vangundy@xcelenergy.com | TBD-952 | [34 empty] | 2024-01-18 07:52 |  | 2024-02-02 | 2015-12-11 12:03
953 | Public Service Company of Colorado/ Xcel Energy | Ault-Cloverly Transmission Project | Build new 230/115 kV transmission and three new substations. | To increase reliability, load-serving capability and resource accomodation in northeast Greeley. | Reliability | No | N/A | Transmission Line | 115 kV | Under Construction | Ault Substation | Cloverly Substation | 2024 | CCPG | 17 | Colorado | Yes | Claire Van Gundy | (303) 273-4751 | claire.vangundy@xcelenergy.com | 2024-953 | [34 empty] | 2024-01-18 08:16 |  | 2024-02-02 | 2015-12-11 12:04
954 | Public Service Company of Colorado/ Xcel Energy | Rosedale - Box Elder - Ennis 115kV | Build a new 115 kV transmission line from Rosedale terminating at Ennis Substation. Project built 230kV capable, operated at 115kV | Increase reliability and load serving capability to Greeley and southwest Weld County. | Reliability | No | N/A | Transmission Line | 230 kV | Conceptual | Rosedale Substation | Ennis Substation | TBD | CCPG | TBD | Colorado | Yes | Claire Van Gundy | (303) 273-4751 | claire.vangundy@xcelenergy.com | TBD-954 | [34 empty] | 2024-01-18 07:54 |  | 2024-02-02 | 2015-12-11 12:04
965 | Colorado Springs Utility | Flying Horse Flow Mitigation | Install Series Reactor on Flying Horse-Monument 115kV Line Section to Mitigate Inadvertent Power Flows | Reliability - Inadvertent Flow Mitigation | Persistent N-1 contingency overloads during high south to north power flow | No | N/A | Substation | 115 kV | Planned | Flying Horse | Monument | 2024 | CCPG | NA | Colorado | Yes | Jeffrey Hanson | 719-668-8125 | jhanson@csu.org | 2024-965 | [34 empty] | 2024-02-01 14:09 |  | 2024-02-01 | 2022-02-01 16:05
967 | Public Service Company of Colorado/ Xcel Energy | Mirasol Switching Station 230kV | New switching substation tapping the Comanche - Midway 230 kV line. | Enables interconnection | Reliability | No | N/A | Substation | 230 kV | In-Service | Mirasol Switching Station | Mirasol Switching Station | 2022 | CCPG | NA | Colorado | Yes | Claire Van Gundy | (303) 273-4751 | claire.vangundy@xcelenergy.com | 2022-967 |  | Yes | Yes | Yes | [30 empty] | 2024-01-10 11:40 |  | 2024-02-02 | 2018-01-08 11:41
968 | Tri-State Generation and Transmission Association | Falcon - Paddock - Calhan 115kV Line | Construct 115kV Line from Falcon to Paddock to Calhan substations | Improve reliability and load serving | Reliability | No | N/A | Transmission Line | 115 kV | Withdrawn | Falcon | Calhan | TBD | CCPG | 30 | Colorado | Yes | Ryan Hubbard | 303-254-3025 | rhubbard@tristategt.org | TBD-968 | [34 empty] | 2024-01-08 08:40 |  | 2024-02-02 | 2018-01-04 13:17
969 | Tri-State Generation and Transmission Association | Fuller 230/115kV Transformer #2 | Add a parallel 230/115kV Transformer | Improve system reliability | Reliability | No | N/A | Substation | 230 kV | In-Service | Fuller Substation | Fuller Substation | 2022 | CCPG | NA | Colorado | Yes | Ryan Hubbard | 303-254-3025 | rhubbard@tristategt.org | 2022-969 | [34 empty] | 2024-01-08 08:41 |  | 2024-02-02 | 2018-01-04 13:17
970 | Tri-State Generation and Transmission Association | Rolling Meadows Substation | New substation along Geesen - Lorson Ranch 115kV line to serve load | Load Serving | Reliability | No | N/A | Substation | 115 kV | Planned | Rolling Meadows | Rolling Meadows | 2026 | CCPG | NA | Colorado | Yes | Ryan Hubbard | 303-254-3025 | rhubbard@tristategt.org | 2026-970 | [34 empty] | 2024-01-08 08:43 |  | 2024-02-02 | 2018-01-04 13:17
972 | Tri-State Generation and Transmission Association | Shaw Ranch Substation | New substation along Calhan - Paddock 115kV line | Load serving | Reliability | No | N/A | Substation | 115 kV | Withdrawn | Shaw Ranch | Shaw Ranch | 2026 | CCPG | NA | Colorado | Yes | Ryan Hubbard | 303-254-3025 | rhubbard@tristategt.org | 2026-972 | [34 empty] | 2024-01-08 08:44 |  | 2024-02-02 | 2018-01-04 13:17
975 | Tri-State Generation and Transmission Association | Hernandez 115/69kV T2 Transformer Replacement | Replace existing Hernandez 115/69kV T2 Transformer with larger unit | Reliability | Reliability | No | N/A | Substation | 115 kV | Withdrawn | Hernandez | Hernandez | 2024 | SWAT | NA | New Mexico | Yes | Ryan Hubbard | 303-254-3025 | rhubbard@tristategt.org | 2024-975 | [34 empty] | 2024-01-08 08:45 |  | 2024-02-02 | 2018-01-04 13:18
976 | Tri-State Generation and Transmission Association | Burlington - Burlington (KCEA) 115kV Line Rebuild | Rebuild existing Burlington - Burlington (KCEA) 115kV line | Reliability | Reliability | No | N/A | Transmission Line | 115 kV | Conceptual | Burlington | Burlington (KCEA) | TBD | CCPG | 2 | Colorado | Yes | Ryan Hubbard | 303-254-3025 | rhubbard@tristategt.org | TBD-976 | [34 empty] | 2024-01-08 08:47 |  | 2024-02-02 | 2018-01-04 13:18
978 | Tri-State Generation and Transmission Association | Vollmer (formerly Sterling Ranch) Project | New Vollmer substation and associated 115kV line from Jackson Fuller - Black Squirrel 115kV line | Load Serving | Reliability | No | N/A | Other | 115 kV | In-Service | Vollmer Tap | Vollmer Substation | 2022 | CCPG | 2 | Colorado | Yes | Ryan Hubbard | 303-254-3025 | rhubbard@tristategt.org | 2022-978 | [34 empty] | 2024-01-08 08:50 |  | 2024-02-02 | 2018-01-04 13:19
987 | Tri-State Generation and Transmission Association | Frontier Reactor Addition | Add 8MVAR, 115kV shunt reactor at Frontier | Improve system voltages | Reliability | No | N/A | Substation | 115 kV | Planned | Frontier | Frontier | 2026 | SWAT | NA | New Mexico | Yes | Ryan Hubbard | 303-254-3025 | rhubbard@tristategt.org | 2026-987 | [34 empty] | 2024-01-08 11:11 |  | 2024-02-02 | 2018-01-05 14:19
988 | Sacramento Municipal Utility District | Hurley 230 kV bus-tie breaker | Install bus-tie breaker on the Hurley 230 kV bus | a bus fault on the Hurley 230 kV bus will not take the entire 230 kV bus out of service | Reliability | No | N/A | Substation | 230 kV | In-Service | Hurley 230 kV substation | Hurley 230 kV substation | 2023 | SSPG | NA | California | Yes | Foung Mua | 916-732-7041 | foung.mua@smud.org | 2023-988 | [34 empty] | 2024-01-30 15:55 |  | 2024-02-02 | 2017-12-14 11:19
1001 | El Paso Electric Company | Afton-Newman 345kV Line Reconfiguration, In and Out in Vado 345 kV Substation | Afton-Newman 345kV Line Reconfiguration, In and Out in Vado 345 kV Substation. Existing Afton-Newman 345kV Line becomes Afton North-Vado and Vado-Newman 345kV lines. | Reliability and System Reconfiguration | Reliability | No | N/A | Transmission Line | 345 kV | Planned | Afton_N 345 | Newman 345 | 2028 | SWAT | 29.88 | Multiple | Yes | David Tovar | (915)235-7010 | dav.tovar@epelectric.com | 2028-1001 | [34 empty] | 2024-01-03 13:31 |  | 2024-02-02 | 2017-12-15 13:28
1033 | Los Angeles Department of Water and Power | Upgrade Lugo-Victorville Line 1 & terminal equipment | Upgrade 500kV line between Lugo Station and Victorville Station | Improve Reliability | Reliability | No | N/A | Transmission Line | 500 kV AC | Planned | Lugo | Victorville | 2027 | SWAT | 15.49 | California | Yes | Jose Diaz / Michael Granados | 213-367-3819 / 213-367-4133 | Jose.Diaz@LADWP.com / Michael.Granados@LADWP.com | 2027-1033 | [34 empty] | 2024-02-02 15:42 |  | 2024-02-07 | 2018-01-11 16:01
1034 | Los Angeles Department of Water and Power | New Rosamond Station | Build a new 230 kV Station in Kern County | Meet RPS Requirement | Public Policy | Yes | TBD | Substation | 230 kV | Planned | Rosamond Station | Rosamond Station | 2025 | SWAT | NA | California | Yes | Jose Diaz / Michael Granados | 213-367-3819 / 213-367-4133 | Jose.Diaz@LADWP.com / Michael.Granados@LADWP.com | 2025-1034 | [34 empty] | 2024-02-02 15:42 |  | 2024-02-07 | 2018-01-12 12:50
1035 | Los Angeles Department of Water and Power | Upgrade Olympic 230kV Transformer Bank E | Upgrade 230/138 kV Bank E at Olympic Station | Improve Reliability | Reliability | No | N/A | Other | 230 kV | In-Service | Olympic Station | Olympic Station | 2022 | SWAT | NA | California | Yes | Jose Diaz / Michael Granados | 213-367-3819 / 213-367-4133 | Jose.Diaz@LADWP.com / Michael.Granados@LADWP.com | 2022-1035 | [34 empty] | 2024-02-02 12:23 |  | 2024-02-07 | 2018-01-12 10:18
1036 | Los Angeles Department of Water and Power | Add voltage support in the LA Basin | 100 MVAR shunt cap at Century 138kV for voltage support | Improve Reliability | Reliability | No | N/A | Other | 138 kV | In-Service | Century Station, Wilmington Station, Hollywood Station | Century Station, Wilmington Station, Hollywood Station | 2022 | SWAT | NA | California | Yes | Jose Diaz / Michael Granados | 213-367-3819 / 213-367-4133 | Jose.Diaz@LADWP.com / Michael.Granados@LADWP.com | 2022-1036 | [34 empty] | 2024-02-02 13:05 |  | 2024-02-07 | 2018-01-11 15:40
1037 | Los Angeles Department of Water and Power | Haskell Bank G | Convert PP1-Haskell L1 Bank G from 115kV to 230kV | Improve Reliability/Increase transfer capability | Primarily reliability & secondarily public policy | No | N/A | Transmission Line | 230 kV | Under Construction | PP1 & PP2 Stations | Haskell Canyon Station | 2024 | SWAT | NA | California | Yes | Jose Diaz / Michael Granados | 213-367-3819 / 213-367-4133 | Jose.Diaz@LADWP.com / Michael.Granados@LADWP.com | 2024-1037 | [34 empty] | 2024-02-02 14:42 |  | 2024-02-07 | 2018-01-12 10:33
1038 | Los Angeles Department of Water and Power | Apex-Crystal Transmission Line | Install new 500kV line between Apex Station and Crystal Station | Increase transfer capability | Reliability | No | N/A | Transmission Line | 500 kV AC | Planned | Apex Station | Crystal Station | 2027 | SWAT | 13 | Nevada | Yes | Jose Diaz / Michael Granados | 213-367-3819 / 213-367-4133 | Jose.Diaz@LADWP.com / Michael.Granados@LADWP.com | 2027-1038 | [34 empty] | 2024-02-02 15:42 |  | 2024-02-07 | 2018-01-12 10:23
1039 | Los Angeles Department of Water and Power | Re-conductor Rinaldi-Tarzana 230kV Line 1 & 2 | Re-conductor Line 1 & 2 between Rinaldi Station and Tarzana 230kV Station | Improve Reliability | Reliability | No | N/A | Transmission Line | 230 kV | Planned | Rinaldi Station | Tarzana Station | 2025 | SWAT | 20.65 | California | Yes | Jose Diaz / Michael Granados | 213-367-3819 / 213-367-4133 | Jose.Diaz@LADWP.com / Michael.Granados@LADWP.com | 2025-1039 | [34 empty] | 2024-02-02 15:43 |  | 2024-02-07 | 2018-01-12 10:19
1040 | Los Angeles Department of Water and Power | Scattergood-Olympic Cable B | Scattergood-Pershing-Olympic Cable B | Serving Additional Load | Reliability | No | N/A | Transmission Line | 230 kV | In-Service | Scattergood Station | Olympic Station | 2023 | SWAT | 11.4 | California | Yes | Jose Diaz / Michael Granados | 213-367-3819 / 213-367-4133 | Jose.Diaz@LADWP.com / Michael.Granados@LADWP.com | 2023-1040 | [34 empty] | 2024-02-02 13:27 |  | 2024-02-07 | 2018-01-12 10:18
1042 | Arizona Public Service | Palm Valley-Dromedary-TS27-Parkway 230kV Line Circuit #2 | Add a second circuit to existing poles between Palm Valley and Parkway substations | Load-serving capacity | Reliability | No | N/A | Transmission Line | 230 kV | Conceptual | Palm Valley | Trilby Wash | TBD | SWAT | 5 | Arizona | Yes | David Wiley | 602-371-5997 | David.F.Wiley@aps.com | TBD-1042 | [34 empty] | 2024-01-30 10:55 |  | 2024-02-12 | 2018-01-25 14:07
1043 | Arizona Public Service | Sun Valley – Trilby Wash 230kV Line Circuit #2 | 2nd 230 kV circuit between Sun Valley - Trilby Wash | Load-serving | Reliability | No | N/A | Substation | 230 kV | Conceptual | Sun Valley | Trilby Wash | TBD | SWAT | 14 | Arizona | Yes | David Wiley | 602-371-5997 | David.F.Wiley@aps.com | TBD-1043 | [34 empty] | 2024-01-30 10:56 |  | 2024-02-12 | 2018-01-25 14:18
1044 | Arizona Public Service | Palo Verde – Saguaro 500kV Line | New 500 kV line from Palo Verde to Saguaro | Transfer Capacity | Primarily reliability & secondarily economic | No | N/A | Transmission Line | 500 kV AC | Conceptual | Palo Verde | Saguaro | TBD | SWAT |  |  | Yes | Chris M. Fecke-Stoudt, P.E. | (602) 371-6626 | Christopher.FeckeStoudt@aps.com | TBD-1044 | [34 empty] | 2020-01-28 09:31 |  | 2020-02-05 | 2018-01-25 14:22
1055 | Tucson Electric Power | Gateway 230/138 kV Substation | New substation driven by the Mexico AC/DC/AC project | New substation driven by the Mexico AC/DC/AC project | Reliability | No | N/A | Substation | 230 kV | Conceptual | Sonoita 138-kV Substation | Valencia 138-kV Substation | TBD | SWAT | NA | Arizona | Yes | Josh Kitterman, Transmission Planning | (520)396-2803 | joshua.kitterman@tep.com | TBD-1055 | [34 empty] | 2024-01-05 13:42 |  | 2024-02-06 | 2018-01-12 12:11
1072 | Tucson Electric Power | Naranja Capacitor Bank Addition | 26.4 MVAR capacitor bank added at Naranja Substation | Additional reactive power on the system | Reliability | No | N/A | Substation | 138 kV | Conceptual | Naranja Substation | Naranja Substation | 2029 | SWAT | NA | Arizona | Yes | Josh Kitterman, Transmission Planning | (520)396-2803 | joshua.kitterman@tep.com | 2029-1072 | [34 empty] | 2024-01-05 13:45 |  | 2024-02-06 | 2018-01-05 13:42
1079 | Tucson Electric Power | Gateway 138-kV Transmission Line | New double circuit 138 kV transmission line from the future Rio Rico Switchyard (2027) to existing Valencia 138 kV substation, loop-in the new Gateway 138 kV substation | Network upgrade to support proposed Gateway substation to support the Mexico AC/DC/AC interconnection | Reliability | No | N/A | Transmission Line | 138 kV | Conceptual | Future Rio Rico 138-kV Switchyard (2027) | Valencia 138-kV Substation | TBD | SWAT | 6 | Arizona | Yes | Josh Kitterman, Transmission Planning | (520)396-2803 | joshua.kitterman@tep.com | TBD-1079 | [34 empty] | 2024-01-05 13:48 |  | 2024-02-06 | 2018-01-09 09:03
1080 | Tucson Electric Power | Gateway 138-kV Transmission Line (phase 2) | New single circuit 138-kV transmission line from Gateway to the existing Valencia 138-kV substation. Re-configure transmission line so Vail-Gateway & Vail-Kantor-Canez-Sonoita-Gateway share double circuit towers and Gateway-Valencia is on a separate single transmission tower | Network upgrade required to support the Mexico AC/DC/AC interconnection | Reliability | No | N/A | Transmission Line | 138 kV | Conceptual | Gateway 138-kV Substation | Valencia 138-kV Substation | TBD | SWAT | 3 | Arizona | Yes | Josh Kitterman, Transmission Planning | (520)396-2803 | joshua.kitterman@tep.com | TBD-1080 | [34 empty] | 2024-01-05 13:49 |  | 2024-02-06 | 2018-01-09 09:20
1081 | Tucson Electric Power | Re-Conductor Vail to Kantor 138-kV Transmission Line, south of Nogales Tap | Rebuild WAPA Nogales Tap to Kantor portion of existing 138-kV Vail to Kantor transmission line | Improve reliability and increase the capacity of the 138-kV line. | Reliability | No | N/A | Transmission Line | 138 kV | Planned | Vail 138-kV Substation | Kantor 138-kV Substation | 2031 | SWAT | 28 | Arizona | Yes | Josh Kitterman, Transmission Planning | (520)396-2803 | joshua.kitterman@tep.com | 2031-1081 | [34 empty] | 2024-01-25 10:28 |  | 2024-02-06 | 2018-01-09 09:26
1082 | Tucson Electric Power | Kantor Capacitor Bank Addition | One 26.4 MVAR capacitor bank added at Kantor Substation | Additional reactive power on the system | Reliability | No | N/A | Substation | 138 kV | Planned | Kantor Substation | Kantor Substation | 2028 | SWAT | NA | Arizona | Yes | Josh Kitterman, Transmission Planning | (520)396-2803 | joshua.kitterman@tep.com | 2028-1082 | [34 empty] | 2024-01-23 14:17 |  | 2024-02-06 | 2018-01-09 16:41
1085 | Tucson Electric Power | Irvington to Drexel to Midvale to South 138-kV Line Re-conductor | Reconductor the existing Irvington-Drexel-Midvale-South 138-kV Line in order to meet system loads | TEP Load Serving Capability | Reliability | No | N/A | Transmission Line | 138 kV | Conceptual | Irvington 138-kV Substation | South 138-kV Substation | TBD | SWAT | 18 | Arizona | Yes | Josh Kitterman, Transmission Planning | (520)396-2803 | joshua.kitterman@tep.com | TBD-1085 | [34 empty] | 2024-01-05 13:53 |  | 2024-02-06 | 2018-01-09 14:41
1087 | Tucson Electric Power | Saguaro to Winchester 500-kV Line | New 500-kV Transmission line from Saguaro substation to Winchester substation | To reinforce TEP's EHV system and provide additional capacity for power flow from Palo Verde into TEP's eastern transmission system | Reliability | No | N/A | Transmission Line | 500 kV AC | Conceptual | Saguaro 500-kV Substation | Winchester 500-kV Substation | TBD | SWAT | 80 | Arizona | Yes | Josh Kitterman, Transmission Planning | (520)396-2803 | joshua.kitterman@tep.com | TBD-1087 | [34 empty] | 2024-01-05 13:55 |  | 2024-02-06 | 2018-01-09 15:15
1088 | Tucson Electric Power | Vail to South 345-kV Line - second circuit | Construct second circuit from Vail substation to South substation | To reinforce TEP's EHV system and provide additional capacity between Vail and South substations | Reliability | No | N/A | Transmission Line | 345 kV | Conceptual | Vail 345-kV Substation | South 345-kV Substation | TBD | SWAT | 14 | Arizona | Yes | Josh Kitterman, Transmission Planning | (520)396-2803 | joshua.kitterman@tep.com | TBD-1088 | [34 empty] | 2024-01-05 13:55 |  | 2024-02-06 | 2018-01-12 12:34
1089 | Tucson Electric Power | Springervile to Vail 345-kV Line - Second Circuit | Construct a second 345-kV circuit from Springerville substation to Vail substation | To reinforce TEP's EHV system and to provide additional transmission capacity between Springerville and Vail substations | Reliability | No | N/A | Transmission Line | 345 kV | Conceptual | Springerville 345-kV Substation | Vail 345-kV Substation | TBD | SWAT | 230 | Multiple | Yes | Josh Kitterman, Transmission Planning | (520)396-2803 | joshua.kitterman@tep.com | TBD-1089 | [34 empty] | 2024-01-05 13:59 |  | 2024-02-06 | 2018-01-09 15:23
1090 | Tucson Electric Power | Tortolita to South 345-kV Transmission Line | Construct new 345-kV transmission line from Tortolita substation to South substation | To reinforce TEP's EHV system and to provide additional capacity for the flow of power in southern Arizona | Reliability | No | N/A | Transmission Line | 345 kV | Conceptual | Tortolita Substation | South 345-kV Substation | TBD | SWAT | 68 | Arizona | Yes | Josh Kitterman, Transmission Planning | (520)396-2803 | joshua.kitterman@tep.com | TBD-1090 | [34 empty] | 2024-01-05 14:00 |  | 2024-02-06 | 2018-01-09 15:31
1091 | Tucson Electric Power | Westwing to South 345-kV Transmission Line - Second Circuit | Construct parallel and adjacent 345-kV or 500-kV transmission line from Westwing substation to South substation | To deliver power and energy from major TEP interconnections in the Northwest Phoenix area | Reliability | No | N/A | Transmission Line | 345 kV | Conceptual | Westwing Substation | South 345-kV Substation | TBD | SWAT | 178 | Arizona | Yes | Josh Kitterman, Transmission Planning | (520)396-2803 | joshua.kitterman@tep.com | TBD-1091 | [34 empty] | 2024-01-05 14:01 |  | 2024-02-06 | 2018-01-12 12:35
1092 | Tucson Electric Power | Gateway to US/Mexico Border 230-kV Transmission Line | New 230-kV transmission line for the Mexico AC/DC/AC interconnection | Reinforce the existing transmission system and provide interconnection between the Western Interconnection in the U.S. and the Mexico grid | Reliability | No | N/A | Transmission Line | 230 kV | Conceptual | New Gateway Substation | U.S./Mexico border where line interconnects to Mexico line to substation within Nogales, Sonora | TBD | SWAT | 4 | Multiple | Yes | Josh Kitterman, Transmission Planning | (520)396-2803 | joshua.kitterman@tep.com | TBD-1092 | [34 empty] | 2024-01-05 14:03 |  | 2024-02-06 | 2018-01-09 16:39
1094 | Western Area Power Administration - RMR | Midway KV1A Replacement | Replacing the KV1A at Midway | Condition/Age, increase size | Reliability | No | N/A | Substation | 230 kV | In-Service | Midway | Midway | 2022 | CCPG | NA | Colorado | Yes | Wisam Alsudani | 970-461-7550 | alsudani@wapa.gov | 2022-1094 | [34 empty] | 2024-01-26 10:49 |  | 2024-02-02 | 2017-11-15 10:41
1095 | Western Area Power Administration - RMR | Golden Prairie Sectionalizing | Sectionalize Archer Stegall 115 kV | Increase reliability | Reliability | No | N/A | Transmission Line | 115 kV | Withdrawn | Archer | Stegall | 2027 | CCPG | NA | Colorado | Yes | Wisam Al sudani | 970-461-7550 | alsudani@wapa.gov | 2027-1095 | [34 empty] | 2024-01-26 10:50 |  | 2024-02-02 | 2017-11-15 14:48
1096 | Western Area Power Administration - RMR | Sand Creek Tap | Sectionalize Erie Hoyt Willoby 115 kV | Reliability | Reliability | No | N/A | Other | 115 kV | Planned | Eri | Willoby | 2025 | CCPG | NA | Colorado | Yes | Wisam Al sudani | 970-461-7550 | alsudani@wapa.gov | 2025-1096 | [34 empty] | 2024-01-26 10:52 |  | 2024-02-02 | 2017-11-15 14:53
1097 | Western Area Power Administration - RMR | Kimball Substation | Sectionalize Archer Sydney 115 kV | Reliability | Reliability | No | N/A | Substation | 115 kV | In-Service | Archer | Sydney | 2022 | CCPG | NA | Wyoming | Yes | Wisam Al sudani | 970-461-7550 | alsudani@wapa.gov | 2022-1097 | [34 empty] | 2024-01-26 10:52 |  | 2024-02-02 | 2017-11-15 14:53
1099 | Western Area Power Administration - RMR | Stegall Bus Sectionalization | Stegall 230 kV & 115 kV bus sectionalization | Reliability | Reliability | No | N/A | Substation | 230 kV | Planned | Stegall | Stegall | 2025 | CCPG | NA | Wyoming | Yes | Wisam Al sudani | 970-461-7550 | alsudani@wapa.gov | 2025-1099 | [34 empty] | 2024-01-26 10:53 |  | 2024-02-02 | 2017-11-15 14:54
1100 | Western Area Power Administration - RMR | Blue Mesa | Reactor and Transformer additions | Reliability & Voltage Support | Reliability | No | N/A | Substation | 115 kV | Planned | Blue Mesa | Blue Mesa | 2026 | CCPG | NA | Colorado | Yes | Wisam Al sudani | 970-461-7550 | alsudani@wapa.gov | 2026-1100 | [34 empty] | 2024-01-26 10:53 |  | 2024-02-02 | 2017-11-15 14:02
1102 | Colorado Springs Utility | Nixon to Kelker 230kV Line Uprate | Line uprate to bring up rating to conductor capacity | Line uprate to bring up rating to conductor capacity | Reliability | No | N/A | Transmission Line | 230 kV | Under Construction | Nixon Substation | Kelker Substation | 2024 | CCPG | NA | Colorado | Yes | Jeffrey Hanson | 719-668-8125 | jhanson@csu.org | 2024-1102 | [34 empty] | 2024-02-01 14:09 |  | 2024-02-01 | 2020-01-23 12:58
1104 | Imperial Irrigation District | "S" Line Upgrade | Upgrade the 18.1 mile 230 kV "S" Line between the 230 kV El Centro Switching Station and the 230 kV Imperial Valley Substation. | Increase "S" Line rating and structural reliability. | Reliability | No | N/A | Transmission Line | 230 kV | In-Service | 230 kV El Centro Switching Station | 230 kV Imperial Valley Substation | 2023 | SWAT | 18.6 | California | Yes | Jesus Martinez | 760-339-0574 | jamartinez@IID.com | 2023-1104 | [34 empty] | 2024-01-31 15:24 |  | 2024-02-05 | 2020-01-15 13:56
1105 | Imperial Irrigation District | "CN" & "CL" Lines Upgrade | Reconstruct ~5 miles of existing single circuit 92kV construction and reconductor ~2 miles of double circuit steel lattice towers construction. Conductors upgraded to 1033MCM ACSS/TW. | Increase "CN" & "CL" line ratings | Reliability | No | N/A | Transmission Line | Below 115 kV | Under Construction | 92kV Coachella Valley Substation | 92kV Coachella Switching Station | 2024 | SWAT | 7 | California | Yes | Jesus Martinez | 760-339-0574 | jamartinez@IID.com | 2024-1105 | [34 empty] | 2024-02-01 14:37 |  | 2024-02-05 | 2020-01-15 15:57
1106 | Imperial Irrigation District | Grapefruit Switching Station Upgrade | Construct the Grapefruit Switching Station (previously Coachella Switching Station) as a breaker and a half scheme. | Reliability | Reliability | No | N/A | Substation | Below 115 kV | Planned | 92kV Grapefruit Switching Station | 92kV Grapefruit Switching Station | 2025-26 | SWAT | NA | California | Yes | Jesus Martinez | 760-339-0574 | jamartinez@iid.com | 2025-26-1106 | [34 empty] | 2024-02-01 14:49 |  | 2024-02-05 | 2020-01-13 15:09
1108 | Los Angeles Department of Water and Power | New Receiving Station X (LAX) | Build a new 230 kV station in Los Angeles County | Meet new load growth for Los Angeles basin | Reliability | No | N/A | Substation | 230 kV | Planned | Receiving Station X | Receiving Station X | 2026 | SWAT | NA | California | Yes | Jose Diaz / Michael Granados | 213-367-3819 / 213-367-4133 | Jose.Diaz@LADWP.com / Michael.Granados@LADWP.com | 2026-1108 | [34 empty] | 2024-02-02 15:43 |  | 2024-02-07 | 2020-01-10 09:34
1109 | Los Angeles Department of Water and Power | Reconductor Barren Ridge - Haskell Canyon 230 kV Line 1 | Reconductor line 1 between Barren Ridge and Haskell Canyon Stations | Increased access to renewable energy | Public Policy | Yes | TBD | Transmission Line | 230 kV | Planned | Barren Ridge Station | Haskell Canyon Station | 2025 | SWAT | 61.6 | California | Yes | Jose Diaz / Michael Granados | 213-367-3819 / 213-367-4133 | Jose.Diaz@LADWP.com / Michael.Granados@LADWP.com | 2025-1109 | [34 empty] | 2024-02-02 15:43 |  | 2024-02-07 | 2020-01-10 13:20
1110 | Los Angeles Department of Water and Power | Barren Ridge Voltage Support | Add SVC (-100/200 MVAR) at Barren Ridge station | Add voltage support at Barren Ridge station | Primarily reliability & secondarily public policy | Yes | TBD | Other | 230 kV | Under Construction | Barren Ridge station | Barren Ridge station | 2024 | SWAT | NA | California | Yes | Jose Diaz / Michael Granados | 213-367-3819 / 213-367-4133 | Jose.Diaz@LADWP.com / Michael.Granados@LADWP.com | 2024-1110 | [34 empty] | 2024-02-02 14:46 |  | 2024-02-07 | 2020-01-10 13:30
1111 | Los Angeles Department of Water and Power | Add voltage support at Toluca Station | Add 90 MVAR shunt reactor at Toluca 230 kV | Improve reliability | Reliability | No | N/A | Other | 230 kV | Under Construction | Toluca Station | Toluca Station | 2024 | SWAT | NA | California | Yes | Jose Diaz / Michael Granados | 213-367-3819 / 213-367-4133 | Jose.Diaz@LADWP.com / Michael.Granados@LADWP.com | 2024-1111 | [34 empty] | 2024-02-02 15:27 |  | 2024-02-07 | 2020-01-10 14:49
1112 | Los Angeles Department of Water and Power | McCullough-Victorville series cap upgrade | Upgrade to the McCullough-Victorville series capacitors | Meet RPS Requirement/Increase transfer capability | Primarily reliability & secondarily public policy | No | N/A | Other | 500 kV AC | Planned | McCullough Station | Victorville Station | 2025 | SWAT | NA | Multiple | Yes | Jose Diaz / Michael Granados | 213-367-3819 / 213-367-4133 | Jose.Diaz@LADWP.com / Michael.Granados@LADWP.com | 2025-1112 | [34 empty] | 2024-02-02 15:44 |  | 2024-02-07 | 2020-01-10 15:22
1113 | Los Angeles Department of Water and Power | Tarzana-Olympic 1A & 1B 138 kV conversion to 230 kV | Convert existing Tarzana- Olympic 138 kV line to 230 kV (Note that the line is two sections labeled 1A and 1B, ratings for each section will be shown as 1st/2nd) | Improve Reliability Due to OTC Retirements | Public Policy/Reliability | No | N/A | Transmission Line | 230 kV | Planned | Tarzana Station | Olympic Station | 2026 | SWAT | 12.11 | California | Yes | Jose Diaz / Michael Granados / Ryan Afshar | 213-367-3819 / 213-367-4133 / 213-367-3192 | Jose.Diaz@LADWP.com / Michael.Granados@LADWP.com /Ryan.Afshar@LADWP.com | 2026-1113 | [34 empty] | 2024-02-02 15:44 |  | 2024-02-07 | 2020-01-10 15:31
1114 | Los Angeles Department of Water and Power | Upgrade Scattergood Auto and Phase Shifting Transformer | Upgrade Scattergood Auto and Phase Shifting Transformer | Improve reliability | Primarily Reliability & Secondarily Public Policy | Yes | N/A | Substation | 230 kV | Planned | Scattergood Station | Scattergood Station | 2026 | SWAT | NA | California | Yes | Jose Diaz / Michael Granados | 213-367-3819 / 213-367-4133 | Jose.Diaz@LADWP.com / Michael.Granados@LADWP.com | 2026-1114 | [34 empty] | 2024-02-02 15:45 |  | 2024-02-07 | 2020-01-10 15:41
1117 | Public Service Company of Colorado/ Xcel Energy | Rifle - Story Gulch 230 kV | Construct a single circuit 230kV transmission line from a new Story Gulch substation to the Rifle(Ute) Substation | Load Service | Reliability | No | N/A | Transmission Line | 230 kV | Withdrawn | Story Gulch substation | Rifle(Ute) Substation | TBD | CCPG | 0 | Colorado | Yes | Claire Van Gundy | (303) 273-4751 | claire.vangundy@xcelenergy.com | TBD-1117 | [34 empty] | 2024-01-18 07:55 |  | 2024-02-02 | 2020-01-16 11:15
1118 | Public Service Company of Colorado/ Xcel Energy | Poncha - Front Range 230 kV transmission line | Construct a 230 kV transmission line from the Poncha substation to terminate at a location in the Front Range. | Reliability and Load Service | Reliability | No | N/A | Transmission Line | 230 kV | Conceptual | Poncha Substation | TBD | TBD | CCPG | TBD | Colorado | Yes | Claire Van Gundy | (303) 273-4751 | claire.vangundy@xcelenergy.com | TBD-1118 | [34 empty] | 2024-01-18 07:56 |  | 2024-02-02 | 2020-01-16 11:18
1119 | Public Service Company of Colorado/ Xcel Energy | Greenwood - Denver Terminal 230kV transmission line | Construct a new 230kV transmission line between the existing Greenwood substation and Denver Terminal substation within existing right-of-way. The new line will be implemented by rebuilding existing facilities from Greenwood substation to Denver Terminal substation. | Reliability | Reliability | No | N/A | Transmission Line | 230 kV | In-Service | Greenwood substation | Denver Terminal substation | 2023 | CCPG | 15 | Colorado | Yes | Claire Van Gundy | (303) 273-4751 | claire.vangundy@xcelenergy.com | 2023-1119 | [34 empty] | 2024-01-18 07:56 |  | 2024-02-02 | 2020-01-16 11:22
1121 | Salt River Project | Red Hawk 230kV | The project consists of two new 230 kV transmission lines that bisect and connect the existing Santan – Browning 230 kV Transmission Line via underground to a new 230 kV switchyard (SY-33) located near the northwest corner of Elliot Road and Sossaman Road in the City of Mesa adjacent to the existing Santan – Browning 230 kV transmission corridor. It also includes new high voltage distribution lines from the switchyard to new load serving transformers. Customer intends to construct the first Customer-owned substation, named Diamondback, with four transformers, each 75 MVA 230/13.8 kV. | This is a single customer requested project and is not triggered by system load growth. | Reliability | No | N/A | Transmission Line | 230 kV | Under Construction | Section of Santan and Browning 230kV line section, T1S, R7E | Section of Santan and Browning 230kV line section, T1S, R7E | 2024 | SWAT | NA | Arizona | Yes | Daniel McGuire | 602.236.3818 | daniel.mcguire@srpnet.com | 2024-1121 | [34 empty] | 2024-01-29 10:43 |  | 2024-02-02 | 2020-01-08 16:53
1125 | Arizona Electric Power Cooperative | Marana Substation Capacitor Bank | Installation of 14.4 MVAr Capacitor Bank | Provide Voltage Support | Reliability | No | N/A | Other | 115 kV | Withdrawn | Marana Substaion | Marana Substaion | 2024 | SWAT | NA | Arizona | Yes | Benjamin Borowiak | 520-221-1506 | bborowiak@azgt.coop | 2024-1125 | [34 empty] | 2024-01-30 11:00 |  | 2024-02-01 | 2020-01-15 08:42
1127 | Arizona Electric Power Cooperative | Schieffelin Project | This Cochise County project involves looping AEPCO's Butterfield to San Rafael 230 Kv line into the new Schieffelin substation, with a 230/69 Kv transformation to the existing SSVEC Tombstone Junction substation and the expanded jointly-owned AEPCO/APS Boot Hill substation. | Provide Mutual backup to APS and SSVEC loads within the region. | Reliability | No | N/A | Substation | 230 kV | In-Service | Schieffelin Substation | Boothill Substation | 2022 | SWAT | NA | Arizona | Yes | Benjamin Borowiak | 520-221-1506 | bborowiak@azgt.coop | 2022-1127 | [34 empty] | 2024-01-30 11:01 |  | 2024-02-01 | 2020-01-15 09:16
1128 | Tucson Electric Power | Catron 345/34.5 kV Substation | New 345/34.5 kV Substation, loop-in of Springerville - Greenlee 345 kV line | Interconnection point for Wind resource East of Springerville in Western Mew Mexico | Public Policy | Yes | Arizona Renewable Energy Standard (Arizona 15% RDP by 2025) | Substation | 345 kV | In-Service | Springerville 345 kV Substation | Greenlee 345 kV Substation | 2021 | SWAT | NA | Multiple | Yes | Josh Kitterman, Transmission Planning | (520)396-2803 | joshua.kitterman@tep.com | 2021-1128 | [34 empty] | 2024-01-05 14:05 |  | 2024-02-06 | 2020-01-03 12:52
1129 | Tucson Electric Power | Greenlee Loop-in to Springerville-Vail 345 kV line | Loop-in existing Greenlee substation into existing Springerville-Vail 345kV line | Increase system reliability | Reliability | No | N/A | Substation | 345 kV | Under Construction | Springerville 345 kV bus | Vail 345 kV bus | 2024 | SWAT | NA | Arizona | Yes | Josh Kitterman, Transmission Planning | (520)396-2803 | joshua.kitterman@tep.com | 2024-1129 | [34 empty] | 2024-01-05 14:06 |  | 2024-02-06 | 2020-01-03 13:00
1130 | Tucson Electric Power | Catron Loop-in to Springerville-Greenlee 345 kV line | Loop-in future Catron substation into existing Springerville-Greenlee 345 kV line | Increase system reliability | Reliability | No | N/A | Substation | 345 kV | Under Construction | Springerville 345 kV bus | Greenlee 345 kV bus | 2024 | SWAT | NA | Multiple | Yes | Josh Kitterman, Transmission Planning | (520)396-2803 | joshua.kitterman@tep.com | 2024-1130 | [34 empty] | 2024-01-05 14:07 |  | 2024-02-06 | 2020-01-03 13:06
1131 | Tucson Electric Power | Springerville-Catron 345 kV Circuits 1 and 2 Uprate | Uprate the existing Springerville-Catron 345 kV Circuits #1 and #2 by replacing station equipment at Springerville | Increase ratings of lines between Springerville and Catron to support the Loop-in of Catron Substation into Springerville-Greenlee 345 kV line | Reliability | No | N/A | Substation | 345 kV | Under Construction | Springerville 345 kV bus | Springerville 345 kV bus | 2024 | SWAT | NA | Arizona | Yes | Josh Kitterman, Transmission Planning | (520)396-2803 | joshua.kitterman@tep.com | 2024-1131 | [34 empty] | 2024-01-05 14:09 |  | 2024-02-06 | 2020-01-03 13:28
1132 | Tucson Electric Power | Winchester to Vail 345kV line uprate | Uprate the existing Winchester to Vail 345 kV line by replacing station equipment at Winchester 345 kV bus and Vail 345 kV bus | Increase rating on the Winchester - Vail 345 kV line | Reliability | No | N/A | Substation | 345 kV | Under Construction | Winchester 345 kV bus | Vail 345 kV bus | 2024 | SWAT | NA | Arizona | Yes | Josh Kitterman, Transmission Planning | (520)396-2803 | joshua.kitterman@tep.com | 2024-1132 | [34 empty] | 2024-01-05 14:11 |  | 2024-02-06 | 2020-01-03 13:34
1136 | Tucson Electric Power | DMP 138 kV, Conversion to breaker-and-a-half substation | Convert existing DMP 138 kV substation into a breaker-and-a-half | Increase system reliability and allow more flexibility to schedule maintenance outages | Reliability | No | N/A | Substation | 138 kV | Under Construction | DMP 138 kV bus | N/A | 2024 | SWAT | NA | Arizona | Yes | Josh Kitterman, Transmission Planning | (520)396-2803 | joshua.kitterman@tep.com | 2024-1136 | [34 empty] | 2024-01-23 14:19 |  | 2024-02-06 | 2020-01-03 14:03
1137 | Tucson Electric Power | Irvington - East Loop 138 kV Transmission Line | New 138 kV Transmission line, Irvington - East Loop line | Improve Load Serving Capability in East Tucson, AZ | Reliability | No | N/A | Transmission Line | 138 kV | Under Construction | Irvington 138 kV bus | East Loop 138 kV bus | 2024 | SWAT | 8 | Arizona | Yes | Josh Kitterman, Transmission Planning | (520)396-2803 | joshua.kitterman@tep.com | 2024-1137 | [34 empty] | 2024-01-23 14:20 |  | 2024-02-06 | 2020-01-03 14:18
1138 | Tucson Electric Power | Patriot 138/13.8 kV Substation | New 138/13.8 kV Substation, loop-in of Planned Irvington - East Loop 138 kV line | Load Serving, East Tucson, AZ | Reliability | No | N/A | Substation | 138 kV | In-Service | Irvington 138 kV bus | East Loop 138 kV bus | 2023 | SWAT | NA | Arizona | Yes | Josh Kitterman, Transmission Planning | (520)396-2803 | joshua.kitterman@tep.com | 2023-1138 | [34 empty] | 2024-01-05 14:25 |  | 2024-02-06 | 2020-01-06 09:50
1140 | Tucson Electric Power | Sears Wilmot 138/13.8 kV Substation | New 138/13.8 kV Substation, loop-in of 22nd Street - East Loop 138 kV line | Load Serving | Load Serving/Reliability | No | N/A | Substation | 138 kV | Planned | 22nd Street 138 kV bus | East Loop 138 kV bus | 2031 | SWAT | NA | Arizona | Yes | Josh Kitterman, Transmission Planning | (520)396-2803 | joshua.kitterman@tep.com | 2031-1140 | [34 empty] | 2024-01-05 14:27 |  | 2024-02-06 | 2020-01-06 09:50
1141 | Tucson Electric Power | Olsen 138/13.8 kV Substation | New 138/13.8 kV Substation, loop-in Kino - Vine (future) 138 kV line | Load Serving | Load Serving/Reliability | No | N/A | Substation | 138 kV | Conceptual | Kino 138 kV bus | Vine 138 kV bus | TBD | SWAT | NA | Arizona | Yes | Josh Kitterman, Transmission Planning | (520)396-2803 | joshua.kitterman@tep.com | TBD-1141 | [34 empty] | 2024-01-05 14:27 |  | 2024-02-06 | 2020-01-06 09:57
1142 | Tucson Electric Power | Rio Rico 138kV Switchyard | New 138 kV switchyard, loop-in planned Kipper - Valencia 138 kV line | Load Serving | Load Serving/Reliability | No | N/A | Substation | 138 kV | Planned | Kipper 138 kV bus | Valencia 138 kV bus | 2027 | SWAT | NA | Arizona | Yes | Josh Kitterman, Transmission Planning | (520)396-2803 | joshua.kitterman@tep.com | 2027-1142 | [34 empty] | 2024-01-25 10:35 |  | 2024-02-06 | 2020-01-13 09:16
1143 | Tucson Electric Power | Gateway Capacitor Additions | Two 40.0 MVAC capacitor banks added for a total of 80 MVAR added to the Gateway substation to support the Mexico AC/DC/AC project | Additional reactive power to support the Mexico AC/DC/AC project | Reliability | No | N/A | Substation | 138 kV | Conceptual | H_NOGA_N 138 kV bus | H_NOGA_N 138 kV bus | TBD | SWAT | NA | Arizona | Yes | Josh Kitterman, Transmission Planning | (520)396-2803 | joshua.kitterman@tep.com | TBD-1143 | [34 empty] | 2024-01-05 14:29 |  | 2024-02-06 | 2020-01-06 10:21
1144 | Tucson Electric Power | Greenlee Capacitor Additions | Four 50MVAR Capacitor banks added at Greenlee Substation | Additional reactive power on the system. Actual location of reactive devices will most likely be on lower voltage system. Discussions are taking place, and project will be updated when more information is available. | Reliability | No | N/A | Substation | 345 kV | Planned | Greenlee 345 kV bus | Greenlee 345 kV bus | 2025 | SWAT | NA | Arizona | Yes | Josh Kitterman, Transmission Planning | (520)396-2803 | joshua.kitterman@tep.com | 2025-1144 | [34 empty] | 2024-01-05 14:31 |  | 2024-02-06 | 2020-01-09 13:17
1146 | Tucson Electric Power | Re-Conductor Kantor to Canez 138-kV Transmission Line | Reconductor Kantor to Canez Transmission line | Improve reliability and increase the capacity of the 138-kV line that will support the Mexico AC/DC/AC interconnection | Reliability | No | N/A | Transmission Line | 138 kV | Conceptual | Kantor 138 kV Substation | Canez 138 kV Substation | TBD | SWAT | 14 | Arizona | Yes | Josh Kitterman, Transmission Planning | (520)396-2803 | joshua.kitterman@tep.com | TBD-1146 | [34 empty] | 2024-01-05 14:32 |  | 2024-02-06 | 2020-01-13 10:40
1147 | Tucson Electric Power | Re-Conductor Canez to Sonoita 138-kV Transmission Line | Re-conductor to Canez to Sonoita 138kV Transmission line | Improve reliability and increase the capacity of the 138-kV line that will support the Mexico AC/DC/AC interconnection | Reliability | No | N/A | Transmission Line | 138 kV | Conceptual | Canez 138 kV Substation | Sonoita 138 kV Substation | TBD | SWAT | 4 | Arizona | Yes | Josh Kitterman, Transmission Planning | (520)396-2803 | joshua.kitterman@tep.com | TBD-1147 | [34 empty] | 2024-01-05 14:34 |  | 2024-02-06 | 2020-01-13 10:40
1148 | Tucson Electric Power | Rio Rico Capacitor Bank Addition | One 13.2 MVAR capacitor bank, one 26.4 MVAR capacitor bank, and one 39.6 MVAR capacitor bank at Rio Rico 138 kV switchyard | Additional reactive power on the system to support the Hermosa mine project | Reliability/Load Serving | No | N/A | Substation | 138 kV | Planned | Rio Rico Switchyard | Rio Rico Switchyard | 2027 | SWAT | NA | Arizona | Yes | Josh Kitterman, Transmission Planning | (520)396-2803 | joshua.kitterman@tep.com | 2027-1148 | [34 empty] | 2024-01-05 14:35 |  | 2024-02-06 | 2020-01-13 10:41
1151 | Tri-State Generation and Transmission Association | Clapham SVS | Clapham SVS Replacement | Reliability | Reliability | No | N/A | Other | 115 kV | In-Service | Clapham 115 kV Substation | Clapham 115 kV Substation | 2022 | SWAT | NA | New Mexico | Yes | Ryan Hubbard | 303-254-3025 | rhubbard@tristategt.org | 2022-1151 | [34 empty] | 2024-01-08 11:13 |  | 2024-02-02 | 2019-12-12 08:21
1154 | Tri-State Generation and Transmission Association | Del Camino - Slater Line Uprate | Rebuild Del Camino - Slater 115 kV line with 477 ACSR | Load Serving | Reliability | No | N/A | Transmission Line | 115 kV | In-Service | Del Camino | Slater | 2022 | CCPG | 3.6 | Colorado | Yes | Ryan Hubbard | 303-254-3025 | rhubbard@tristategt.org | 2022-1154 | [34 empty] | 2024-01-08 11:19 |  | 2024-02-02 | 2019-12-17 13:26
1156 | Tri-State Generation and Transmission Association | San Ysidro - Torreon Line Conversion | San Ysidro - Torreon 115 kV to 69 kV line conversion | Load Serving | Reliability | No | N/A | Transmission Line | Below 115 kV | In-Service | San Ysidro | Torreon | 2023 | SWAT | 27 | New Mexico | Yes | Ryan Hubbard | 303-254-3025 | rhubbard@tristategt.org | 2023-1156 | [34 empty] | 2024-01-08 11:17 |  | 2024-02-02 | 2019-12-17 13:27
1157 | Tri-State Generation and Transmission Association | Torreon 115/69 kV Transformer | New 115/69 kV transformer addition at Torreon substation | Load Serving | Reliability | No | N/A | Substation | 115 kV | In-Service | Torreon | Torreon | 2023 | SWAT | NA | New Mexico | Yes | Ryan Hubbard | 303-254-3025 | rhubbard@tristategt.org | 2023-1157 | [34 empty] | 2024-01-08 11:19 |  | 2024-02-02 | 2019-12-17 13:27
1159 | Tri-State Generation and Transmission Association | Erie 230 kV Tie Project | Loop Xcel Ft. Lupton - JL Green 230 kV line through Erie. Install additional 230/115 kV transformer at Erie. | Load Serving | Reliability | No | N/A | Substation | 230 kV | Withdrawn | Erie | Erie | 2023 | CCPG | 1 | Colorado | Yes | Ryan Hubbard | 303-254-3025 | rhubbard@tristategt.org | 2023-1159 | [34 empty] | 2024-01-08 12:13 |  | 2024-02-02 | 2019-12-17 13:27
1194 | Arizona Public Service | TS14 230kV Lines | A new 230 substation and associated lines. | This project is needed to serve load growth in the western Phoenix area. | Reliability | No | N/A | Transmission Line | 230 kV | Conceptual | Morgan - Outer Circle 230kV line | TS14 Substation | TBD | SWAT | 1 | Arizona | Yes | David Wiley | 602-371-5997 | David.F.Wiley@aps.com | TBD-1194 | [34 empty] | 2024-01-30 11:25 |  | 2024-02-12 | 2020-01-28 09:31
1195 | Arizona Public Service | TS21 500/230kV Substation | A new 500/230kV substation located in southwest Phoenix metro area. The susbtation will be constructed when needed as the load continues to grow. Currently, the need date is beyond the 10 year planning horizon. | The project is need to serve growing loadin the south western Phoenix metro area. | Reliability | No | N/A | Substation | 500 kV AC | Planned | Jojoba - Rudd 500kV line | TS21 Substation | 2032 | SWAT | 1 | Arizona | Yes | David Wiley | 602-371-5997 | David.F.Wiley@aps.com | 2032-1195 | [34 empty] | 2024-01-30 10:43 |  | 2024-02-12 | 2020-01-28 09:32
1196 | Arizona Public Service | Runway 230kV Lines | The Runway Substation will be located less than one mile to the north of the Palm Valley-Rudd 230kV line, on the north side of Broadway Rd. The cut-in and extension of the existing line will generally head directly north and connect to the new Runway substation. Then a new line will be routed from the Runway substation generally directly east to the planned Broadway substation and then continue south to the existing line. This will cut the new substations in and out of the existing line. Each new circuit will be on separate structures | Driving Factor(s): To provide electric energy to a new high load customer in the area. In service date is predicated on ramp rate of customer load. | Reliability | No | N/A | Transmission Line | 230 kV | In-Service | Palm Valley-Rudd 230kV line | Runway 230kV Substation | 2022 | SWAT | 1 | Arizona | Yes | Chris Fecke-Stoudt, P.E. | (602) 371-6626 | Christopher.FeckeStoudt@aps.com | 2022-1196 | [34 empty] | 2024-01-30 10:05 |  | 2024-02-12 | 2020-01-28 09:32
1197 | Arizona Public Service | Three Rivers 230kV Transmission Line Project | The Three Rivers Substation will be located approximately three and a half miles to the west of the Rudd-White Tanks 230kV line, on the southwest corner of Van Buren Street and Bullard Avenue. The cut-in and extension of the existing line will generally head west to connect to the new Three Rivers substation. Then a second line will be routed from the new substation generally directly east back to the existing line. This will cut the new substation in and out of the existing line. Pending results of the line siting study, portions of the new lines may be double circuit | Driving Factor(s): To provide electric energy to a new high load customer in the area. In service date is predicated on ramp rate of customer load | Reliability | No | N/A | Transmission Line | 230 kV | Planned | Rudd-White Tanks 230kV line | Three Rivers 230kV Substation | 2024 | SWAT | 8 | Arizona | Yes | David Wiley | 602-371-5997 | David.F.Wiley@aps.com | 2024-1197 | [34 empty] | 2024-01-30 09:57 |  | 2024-02-12 | 2020-01-28 09:32
1198 | Arizona Public Service | Stratus 230kV Lines | The Stratus substation will be located directly across the street of the Freedom-Palm Valley and Palm Valley-Rudd 230kV lines, on the southeast corner of Indian School Road and Citrus Road. The cut-in and extension of the existing lines will head directly south and connect to the new Stratus substation. The new lines will then be routed from the new substation generally directly north back to the existing lines. This will cut the new substation in and out of the existing lines. Four separate circuits will be brought in on two separate structures. | Driving Factor(s): To provide electric energy to a new high load customer in the area. In service date is predicated on ramp rate of customer load. | Reliability | No | N/A | Transmission Line | 230 kV | In-Service | Freedom-Palm Valley and Palm Valley-Rudd 230kV lines | Stratus 230kV Substation | 2022 | SWAT | 1 | Arizona | Yes | Chris Fecke-Stoudt, P.E. | (602) 371-6626 | Christopher.FeckeStoudt@aps.com | 2022-1198 | [34 empty] | 2024-01-30 09:59 |  | 2024-02-12 | 2020-01-28 09:32
1199 | Arizona Public Service | Parkway 230kV Lines | The Parkway substation will be located adjacent to the Palm Valley-Trilby Wash 230kV line, north of Olive Avenue and between the Loop 303 and Cotton Lane. | To provide a switchyard to connect the Contrail 230kV lines into the existing Palm Valley-Trilby Wash 230kV line. | Reliability | No | N/A | Transmission Line | 230 kV | Under Construction | Palm Valley-Trilby Wash 230kV line | Parkway 230kV Substation | 2024 | SWAT | 1 | Arizona | Yes | David Wiley | 602-371-5997 | David.F.Wiley@aps.com | 2024-1199 | [34 empty] | 2024-01-30 09:59 |  | 2024-02-12 | 2020-01-28 09:33
1200 | Arizona Public Service | Contrail 230kV Lines | A single circuit line will originate at the El Sol substation and will head generally west and connect into the Contrail substation, located on the southeast corner of Olive Avenue and Dysart Road. From Contrail substation, the line will head north to Peoria Ave along the 127th Avenue alignment. The future TS34 switchyard will connect into the line along this alignment. The line will head west on Peoria Avenue to Litchfield Road and then generally south and west until it terminates at the future Parkway substation. The future Sabre switchyard will tie into the line along Olive Avenue near the 147th Avenue alignment. All structures are planned to be double circuit capable. | To provide electric energy to new high load customers in the area. In-service date is predicated on ramp rate of customer load. | Customer | No | N/A | Transmission Line | 230 kV | Planned | El Sol 230kV Substation | Parkway 230kV Substation | 2025 | SWAT | 9 | Arizona | Yes | David Wiley | 602-371-5997 | David.F.Wiley@aps.com | 2025-1200 | [34 empty] | 2024-01-30 10:09 |  | 2024-02-12 | 2020-01-28 09:33
1201 | Arizona Public Service | TS17 230kV Lines | The TS17 Substation will be located adjacent to the existing Ocotillo – Pinnacle Peak 230kV line generally between Bell Road and Thompson Peak Parkway. | To provide electric energy in the northeastern portions of the Phoenix Metropolitan area. | Reliability | No | N/A | Transmission Line | 230 kV | Conceptual | Ocotillo – Pinnacle Peak 230kV line | TS17 230kV Substation | TBD | SWAT | 1 | Arizona | Yes | David Wiley | 602-371-5997 | David.F.Wiley@aps.com | TBD-1201 | [34 empty] | 2024-01-30 11:26 |  | 2024-02-12 | 2020-01-28 09:33
1202 | Arizona Public Service | Broadway 230kV Lines | The Broadway substation will be cut into the Runway-Rudd 230kV line. The substation is located on the north side of Broadway Road and adjacent to the Runway-Rudd 230kV line. | To provide electric energy to a new high-load customer in the area. In-service date is predicated on ramp rate of customer load. | Customer | No | N/A | Transmission Line | 230 kV | Planned | Runway - Rudd 230kV Line | Broadway 230kV Substation | 2025 | SWAT | 1 | Arizona | Yes | David Wiley | 602-371-5997 | David.F.Wiley@aps.com | 2025-1202 | [34 empty] | 2024-01-30 10:08 |  | 2024-02-12 | 2020-01-28 09:33
1204 | Black Hills Energy | Rodriguez 115/13.2 kV Distribution Substation | New distribution substation to offload current distribution circuits. | Improve load serving capability and reliability. | Reliability | No | N/A | Substation | 115 kV | Conceptual | Salt Creek | Salt Creek | 2029 | CCPG | NA | Colorado | Yes | Lindsay Briggs | (605) 721-2240 | lindsay.briggs@blackhillscorp.com | 2029-1204 | [34 empty] | 2024-02-02 14:31 |  | 2024-02-08 | 2020-01-27 15:33
1205 | Black Hills Energy | Boone - South Fowler 115 kV line. | Increase the reliability and transfer capacity to the Fower, Ordway, Rocky Ford, and La Junta areas. | Improve load serving capability and reliability. | Reliability | No | N/A | Transmission Line | 115 kV | In-Service | Boone | South Fowler | 2022 | CCPG | 19 | Colorado | Yes | Lindsay Briggs | (605) 721-2240 | lindsay.briggs@blackhillscorp.com | 2022-1205 | [34 empty] | 2024-02-02 14:12 |  | 2024-02-08 | 2020-01-27 16:14
1206 | Black Hills Energy | Hogback 115/69 kVSubstation | New substation to offload Cañon City subtransmission. | Improve load serving capability and reliability. | Reliability | No | N/A | Substation | 115 kV | In-Service | Hogback | Hogback | 2023 | CCPG | NA | Colorado | Yes | Lindsay Briggs | (605) 721-2240 | lindsay.briggs@blackhillscorp.com | 2023-1206 | [34 empty] | 2024-02-02 14:13 |  | 2024-02-08 | 2020-01-28 08:07
1207 | Black Hills Energy | North Penrose 115/13.2 kV Distribution Substation | New distribution substation to offload current distribution circuits. | Improve load serving capability and reliability. | Reliability | No | N/A | Substation | 115 kV | In-Service | North Penrose | North Penrose | 2023 | CCPG | NA | Colorado | Yes | Lindsay Briggs | (605) 721-2240 | lindsay.briggs@blackhillscorp.com | 2023-1207 | [34 empty] | 2024-02-02 14:25 |  | 2024-02-08 | 2020-01-28 08:11
1208 | Black Hills Energy | West Station - Green Horn 115 kV rebuild. | Rebuild 115kV line between West Station and Green Horn. | Increase line rating. | Reliability | No | N/A | Transmission Line | 115 kV | In-Service | West Station | Green Horn | 2022 | CCPG | 13 | Colorado | Yes | Lindsay Briggs | (605) 721-2240 | lindsay.briggs@blackhillscorp.com | 2022-1208 | [34 empty] | 2024-02-02 14:27 |  | 2024-02-08 | 2020-01-28 09:09
1210 | Black Hills Power | Rapid City DC Tie RAS Redesign. | Redesign the Rapid City DC tie RAS with revised runback definitions and implement RAS operation reporting per NERC PRC-012-2 . | Comply with NERC PRC-012-2 Standard and reduce runback requirements. | Primarily reliability & secondarily economic | No | N/A | Other | 230 kV | In-Service | Rapid City DC Tie | Rapid City DC Tie | 2023 | CCPG | NA | South Dakota | Yes | Lindsay Briggs | (605) 721-2240 | lindsay.briggs@blackhillscorp.com | 2023-1210 | [34 empty] | 2024-02-02 15:23 |  | 2024-02-08 | 2020-01-28 10:21
1214 | Black Hills Power | Lookout - Wyodak 230 kV rebuild. | Rebuild 230kV line between Lookout and Wyodak. | Renew integrity due to age. | Reliability | No | N/A | Transmission Line | 230 kV | In-Service | Lookout | Wyodak | 2022 | CCPG | 85 | Wyoming | Yes | Lindsay Briggs | (605) 721-2240 | lindsay.briggs@blackhillscorp.com | 2022-1214 | [34 empty] | 2024-02-02 15:25 |  | 2024-02-08 | 2020-01-28 10:51
1225 | Imperial Irrigation District | 92kV “R” Line Network Upgrades | Network upgrades to southern portion of 92kV “R” Line (Dixieland-Anza) for IPP-084. | Network upgrade | Reliability | No | N/A | Transmission Line | Below 115 kV | Planned | 92kV Dixieland Substation | 92kV Anza Substation | 2025 | SWAT | 35 | California | Yes | Jesus Martinez | 760-339-0574 | jamartinez@iid.com | 2025-1225 | [34 empty] | 2024-02-01 14:49 |  | 2024-02-05 | 2020-10-15 15:50
1229 | Public Service Company of New Mexico | Four Corners - Rio Puerco update for Arroyo Solar | Four Corners - Rio Puerco Update for Arroyo Solar | Switching Station to Add Resources | Primarily public policy & secondarily economic | Yes | New Mexico 2019 State Bill 489: Energy Transition Act | Substation | 345 kV | In-Service | Approximately 60 Miles northwest of Rio Puerco | On the existing Four Corners - Rio Puerco 345 kV Line | 2022 | SWAT | NA | New Mexico | Yes | Andrew Mcnaughton | 505-241-0538 | andrew.mcnaughton@pnm.com | 2022-1229 | [34 empty] | 2024-01-23 10:10 |  | 2024-02-02 | 2020-10-18 11:43
1231 | Public Service Company of New Mexico | Rio Puerco Switching Station update for Proxy RPS | Renewable Resource Addtions | Generation Interconnection Proxy | Primarily public policy & secondarily reliability | Yes | New Mexico 2019 State Bill 489: Energy Transition Act | Substation | 345 kV | Conceptual | Rio Puerco Switching Station | Rio Puerco Switching Station | TBD | SWAT | NA | New Mexico | Yes | Andrew Mcnaughton | 505-241-0538 | andrew.mcnaughton@pnm.com | TBD-1231 | [34 empty] | 2024-01-23 10:13 |  | 2024-02-02 | 2020-10-18 11:42
1232 | Salt River Project | Palo Verde – Hassayampa 18 ohm series reactor addition on each of the three lines | Add 18 ohm series reactors to the existing 12 ohm series reactors on each of the Palo Verde - Hassayampa lines. This is to reduce short circuit current at Palo Verde. | Mitigate short circuit exceedances at Palo Verde. | Reliability | No | N/A | Substation | 500 kV AC | In-Service | Palo Verde Switchyard | Palo Verde Switchyard | 2023 | SWAT | NA | Arizona | Yes | Daniel McGuire | 602.236.3818 | daniel.mcguire@srpnet.com | 2023-1232 | [34 empty] | 2024-01-29 10:15 |  | 2024-02-02 | 2020-10-06 16:39
1235 | Tri-State Generation and Transmission Association | Milk Creek Switchyard on Craig-Meeker 345kV line | Construct a new Milk Creek Switchyard sectionalizing Craig-Meeker 345kV to accommodate generator interconnection | Generator Interconnection | Primarily reliability & secondarily public policy | Yes | Colorado House Bill 19-1261 & Colorado House Bill 21-1266 | Substation | 345 kV | Planned | Milk Creek | Milk Creek | 2024 | CCPG | NA | Colorado | Yes | Curt Feinberg | 303-254-3430 | curt.feinberg@tristategt.org | 2024-1235 | [34 empty] | 2024-01-08 12:14 |  | 2024-02-02 | 2020-10-18 16:39
1236 | Tri-State Generation and Transmission Association | Breaker Addition at Cahone Substation | Add a new 115 kV bay at Cahone Substation to accommodate a generator interconnection | Generator Interconnection | Primarily reliability & secondarily public policy | Yes | Colorado House Bill 19-1261 & Colorado House Bill 21-1266 | Substation | 115 kV | Under Construction | Cahone | Cahone | 2024 | CCPG | NA | Colorado | Yes | Curt Feinberg | 303-254-3430 | curt.feinberg@tristategt.org | 2024-1236 | [34 empty] | 2024-01-08 12:16 |  | 2024-02-02 | 2020-10-18 16:49
1237 | Tri-State Generation and Transmission Association | Breaker Addition at Main Switch Substation | Add a new 115 kV at Main Switch to accommodate a generator interconnection | Generator Interconnection | Primarily reliability & secondarily public policy | Yes | Colorado House Bill 19-1261 & Colorado House Bill 21-1266 | Substation | 115 kV | Conceptual | Main Switch | Main Switch | 2025 | CCPG | NA | Colorado | Yes | Curt Feinberg | 303-254-3430 | curt.feinberg@tristategt.org | 2025-1237 | [34 empty] | 2024-01-08 12:25 |  | 2024-02-02 | 2020-10-18 16:52
1238 | Tri-State Generation and Transmission Association | Breaker Addition at Escalante Substation | Add a 230 kV breaker to the Escalante Substation ring bus to accommodate a generator interconnection | Generator Interconnection | Primarily reliability & secondarily public policy | Yes | New Mexico Senate Bill 19-489 | Substation | 230 kV | Under Construction | Escalante Substation | Escalante Substation | 2024 | SWAT | NA | New Mexico | Yes | Curt Feinberg | 303-254-3430 | curt.feinberg@tristategt.org | 2024-1238 | [34 empty] | 2024-01-08 12:28 |  | 2024-02-02 | 2020-10-18 17:25
1239 | El Paso Electric Company | Otero 345 kV Substation | Substation to interconnect on existing Amrad-Caliente 345 kV line. | Future Solar and Battery storage project modeled as connecting at this substation. | Reliability and System Reconfiguration | Yes | TBD | Substation | 345 kV | In-Service | Otero Substation | Otero Substation | 2022 | SWAT | NA | New Mexico | Yes | David Tovar | (915)235-7010 | dav.tovar@epelectric.com | 2022-1239 | [34 empty] | 2024-01-03 13:31 |  | 2024-02-02 | 2020-11-09 16:25
1240 | Public Service Company of New Mexico | Belen Phase Shifting Transformer | Install phase shifting transformer on the Belen-Soccoro 115 kV line at Belen | Address Overloads on the the 115 kV line | Reliablity | No | N/A | Substation | 115 kV | Under Construction | Belen 115 kV station | N/A | 2024 | SWAT | NA | New Mexico | Yes | Andrew McNaughton | 505-241-0538 | andrew.mcnaughton@pnm.com | 2024-1240 | [34 empty] | 2024-01-23 10:16 |  | 2024-02-02 | 2022-01-09 15:48
1241 | Public Service Company of New Mexico | San Juan North 345 kV Station | New 345 kV Satellite to San Juan Switching Station | New 345 kV Station to interconnect generation | Generation Interconnection | Yes | New Mexico 2019 State Bill 489: Energy Transition Act | Substation | 345 kV | Under Construction | San Juan Switching Station | N/A | 2024 | SWAT | NA | New Mexico | Yes | Andrew McNaughton | 505-241-2574 | andrew.mcnaughton@pnm.com | 2024-1241 | [34 empty] | 2024-01-23 10:17 |  | 2024-02-02 | 2022-01-09 15:56
1242 | Public Service Company of New Mexico | New Sun Switching Station | Transmission improvement required to interconnect Sky Ranch generation. Includes new 115 kV station (Sun Ranch) on Belen-Huning Ranch 115 kV line, upgrade of existing Belen-Huning Ranch 115 kV line from Sun Ranch-Huning Ranch, new 115 kV line from Sun Ranch to Rattlesnake 115 kV, and conversion of existing Tome-Belen 46 kV line to 115 kV. | Transmission improvements required for the interconnection of new generation. | Generation Interconnection | No | N/A | Transmission Line | 115 kV | Under Construction | Central New Mexico | N/A | 2024 | SWAT | 18 | New Mexico | Yes | Andrew McNaughton | 505-241-0538 | andrew.mcnaughton@pnm.com | 2024-1242 | [34 empty] | 2024-01-23 10:24 |  | 2024-02-02 | 2022-01-09 16:02
1243 | Public Service Company of New Mexico | Quail Ranch Switching Station | Transmission Switching Station for generation interconnection | Transmission improvements required for the interconnection of new generation. | Generation Interconnection | Yes | New Mexico 2019 State Bill 489: Energy Transition Act | Substation | 345 kV | Planned | Rio Puerco | West Mesa | 2023 | SWAT | NA | New Mexico | Yes | Andrew McNaughton | 505-241-0538 | andrew.mcnaughton@pnm.com | 2023-1243 | [34 empty] | 2024-01-23 10:27 |  | 2024-02-02 | 2022-01-09 16:10
1244 | Cal-Mex TX | Cal-Mex TX | 3 mi transmission line between CalMex to Mexicali intertie 161kV new Bonesteele sub | Facilitate generation to load | Need for additional transmission to bring energy to Mexicali load | N/A | N/A |  | 161 kV | Conceptual | Calmex substation, Imperial County, CA | Mexicali Oriente substation in Mexicali, MX | 2026 | SWAT |  |  | No | David Frederick | (602) 859-8046 | dfrederick@zglobal.biz | 2026-1244 | https://www.cal-mextx.com/ | No | N/A | N/A | No | N/A | N/A | No | N/A | Yes | No | No | N/A | Yes | 100 MW | Solar PV / Battery | IID System | Mexicali, MX | No | No | N/A | 750 W. Main St. | El Centro | USA | CA | 92243 | Brian Rahman | brahman@zglobal.biz | 604 Sutter St. Ste. 250 | Folsom | USA | CA | 95630 | (916) 985-9461 | 2022-01-19 10:14 |  | 2022-01-19 | 2022-01-19 10:14
1245 | Lucky Corridor, LLC | Mora | New 114-mile transmission project to be located in Northeast New Mexico. The project includes one new substation and two major line segments: 1) Mora 345 kV/115 kV Substation, 2) 66-mile, 345 kV Don Carlos-Mora Line Segment, and 3) 48-mile, 115 kV Mora-Arriba Line Segment. The project will originate at a Wind Collector Station located in Union County, NM, the Springer Substation located near Springer, NM (owned by Tri-State), and the Arriba Substation located north of Las Vegas, NM (owned by PNM). | Renewable Energy Delivery | Renewable Energy Delivery | N/A | Renewable Portfolio Standards and NetZero |  | 345 kV | Conceptual | Wind Collector Station located in Union County, NM | The Springer Substation located near Springer, NM and the Arriba Substation located north of Las Vegas, NM | 2024 | SWAT |  |  | No | Evan Estes | (636) 628-6174 | eestes@ameren.com | 2024-1245 | http://www.luckycorridor.com | Yes | Yes | No | No | N/A | N/A | No | N/A | No | N/A | Yes | No | No | 180 | Wind | Union County Wind Collector | PNM | No | No |  | 1335 Paseo del Pueblo Sur #255 | Taos | USA | NM | 87571 | Sean Black | sblack2@ameren.com | 1335 Paseo del Pueblo Sur #255 | Taos | USA | NM | 87571 | (314) 554-3844 | 2022-01-22 09:10 |  | 2022-01-24 | 2022-01-22 09:10
1246 | Lucky Corridor, LLC | Vista Trail | New 345 kV transmission line from the Mora 345 kV substation (Luck Corridor) to the Taos 345 kV substation (TSGT)) and Ojo 345 kV substation (PNM). | Renewable Energy Delivery | Renewable Energy Delivery | N/A | Renewable Portfolio Standards and NetZero |  | 345 kV | Conceptual | Mora 345 kV Substation | Taos 345 kV (TSGT) and Ojo 345kV (PNM) substation | 2026 | SWAT |  |  | No | Evan Estes | (636) 628-6174 | eestes@ameren.com | 2026-1246 | http://www.luckycorridor.com | No | N/A | No | No | N/A | N/A | No | N/A | Yes | No | Yes | No | Yes | 500 | Wind | Wind Collector Station in Union County, NM | PNM | No | No |  | 1335 Paseo del Pueblo Sur #255 | Taos | USA | NM | 87571 | Sean Black | sblack2@ameren.com | 1335 Paseo del Pueblo Sur #255 | Taos | USA | NM | 87571 | (314) 554-3844 | 2022-01-22 09:33 |  | 2022-01-24 | 2022-01-22 09:33
1247 | El Paso Electric Company | Newman-Chaparral 115 kV Line (Reconductor) | The project consists of reconductoring and double bundling the Newman to Chaparral 115 kV transmission line. | Relieves potential thermal overloads under contingencies. | Reliability | No | N/A | Transmission Line | 115 kV | In-Service | Newman | Chaparral | 2023 | SWAT | 2.88 | Multiple | Yes | David Tovar | (915)235-7010 | dav.tovar@epelectric.com | 2023-1247 | [34 empty] | 2024-01-03 13:32 |  | 2024-02-02 | 2022-01-12 10:05
1248 | El Paso Electric Company | In-and-Out into Otero 345 kV and In-and-Out into Picante 345 kV Substation from Caliente-Amrad 345 kV Line (Amrad to Otero) | In-and-Out into Otero 345 kV and In-and-Out into Picante 345 kV Substation from Caliente-Amrad 345 kV Line (Amrad to Otero) | Improves Reliability | Reliability | No | N/A | Transmission Line | 345 kV | In-Service | Amrad | Otero | 2022 | SWAT | NA | Multiple | Yes | David Tovar | (915)235-7010 | dav.tovar@epelectric.com | 2022-1248 | [34 empty] | 2024-01-03 13:32 |  | 2024-02-02 | 2022-01-12 10:23
1249 | El Paso Electric Company | Caliente-MPS 16700 115 kV Line (Partial Reconductor) | The project consists of partially reconductoring the Caliente-MPS 16700 115 kV line transmission line. | Relieves potential thermal overloads under contingencies. | Reliability | No | N/A | Transmission Line | 115 kV | Conceptual | Caliente | MPS | 2026 | SWAT | 8.533 | Texas | Yes | David Tovar | (915)235-7010 | dav.tovar@epelectric.com | 2026-1249 | [34 empty] | 2024-01-03 13:32 |  | 2024-02-02 | 2022-01-12 10:28
1250 | El Paso Electric Company | Diamond Head Capacitor Banks (New) | New bus shunt capacitor banks connected to a 115 kV bus. | Voltage and Reactive Support | Reliability | No | N/A | Other | 115 kV | In-Service | Diamond Head | Diamond Head | 2023 | SWAT | NA | Texas | Yes | David Tovar | (915)235-7010 | dav.tovar@epelectric.com | 2023-1250 | [34 empty] | 2024-01-03 13:33 |  | 2024-02-02 | 2022-01-12 15:22
1251 | El Paso Electric Company | Talavera Capacitor Banks (New) | New bus shunt capacitor banks connected to a 115 kV bus. | Voltage and Reactive Support | Reliability | No | N/A | Other | 115 kV | In-Service | Talavera | Talavera | 2022 | SWAT | NA | New Mexico | Yes | David Tovar | (915)235-7010 | dav.tovar@epelectric.com | 2022-1251 | [34 empty] | 2024-01-03 13:33 |  | 2024-02-02 | 2022-01-12 15:22
1253 | El Paso Electric Company | McCombs Substation (New) and Related 115 kV Line Reconfiguration | McCombs Substation (New) and Related 115 kV Line Reconfiguration | Reliability and load growth | Reliability and load growth | No | N/A | Substation | 115 kV | Planned | McCombs | McCombs | 2027 | SWAT | NA | Texas | Yes | David Tovar | (915)235-7010 | dav.tovar@epelectric.com | 2027-1253 | [34 empty] | 2024-01-03 13:33 |  | 2024-02-02 | 2022-01-12 13:10
1254 | El Paso Electric Company | Jornada-Arroyo 115 kV Line (Reconductor/Rebuild) | Jornada-Arroyo 115 kV Line (Reconductor/Rebuild) | Relieves potential thermal overloads under contingencies. | Reliability | No | N/A | Transmission Line | 115 kV | Planned | Jornada | Arroyo | 2027 | SWAT | 4.87 | New Mexico | Yes | David Tovar | (915)235-7010 | dav.tovar@epelectric.com | 2027-1254 | [34 empty] | 2024-01-03 13:34 |  | 2024-02-02 | 2022-01-12 14:42
1255 | El Paso Electric Company | Apollo-Cox Line 69 kV to 115 kV (Moongate-Apollo Portion - Rebuild) | Moongate-Apollo 115 kV line reconfiguation | Load Serving | Load Serving | No | N/A | Transmission Line | 115 kV | Planned | Moongate | Apollo | 2027 | SWAT | 7.1 | New Mexico | Yes | David Tovar | (915)235-7010 | dav.tovar@epelectric.com | 2027-1255 | [34 empty] | 2024-01-03 13:34 |  | 2024-02-02 | 2022-01-12 14:47
1256 | El Paso Electric Company | Afton North 345 kV Substation (New) | A planned 345 kV substation in southern New Mexico will enhance system reliability. The Afton North 345 kV bus will be used to connect a 345 kV line from Afton North Substation into the proposed Vado Substation in 2028 as well as a 345 kV radial line from Afton North Substation to Airport Substation in 2028. | Reliability and System Reconfiguration | Reliability | No | N/A | Substation | 345 kV | Planned | Afton North | Afton North | 2028 | SWAT | NA | New Mexico | Yes | David Tovar | (915)235-7010 | dav.tovar@epelectric.com | 2028-1256 | [34 empty] | 2024-01-03 13:34 |  | 2024-02-02 | 2022-01-12 14:52
1257 | El Paso Electric Company | Afton-Afton North 345 kV Double Bundled Line (New) | A 345 kV double bundled transmission line is planned to connect the Afton Substation to the new Afton North Substation in southern New Mexico. | Reliability | Reliability | N/A | N/A | Transmission Line | 345 kV | Planned | Afton | Afton North | 2028 | SWAT | 0.5 | New Mexico | Yes | David Tovar | (915)235-7010 | dav.tovar@epelectric.com | 2028-1257 | [34 empty] | 2024-01-03 13:35 |  | 2024-02-02 | 2022-01-12 14:54
1258 | El Paso Electric Company | Roberts Substation (New) and Related 115 kV Line Reconfiguration | Roberts Substation (New) and Related 115 kV Line Reconfiguration | Reliability and System Reconfiguration | Reliability | No | N/A | Substation | 115 kV | In-Service | Roberts | Roberts | 2022 | SWAT | NA | Texas | Yes | David Tovar | (915)235-7010 | dav.tovar@epelectric.com | 2022-1258 | [34 empty] | 2024-01-03 13:35 |  | 2024-02-02 | 2022-01-12 14:58
1259 | El Paso Electric Company | Afton North-Vado 115 kV Double Bundled Line (New) | Afton North-Vado 115 kV Double Bundled Line (New) | Reliability and Load Growth | Reliability | No | N/A | Transmission Line | 115 kV | Withdrawn | Afton North | Vado | 2026 | SWAT | NA | New Mexico | Yes | David Tovar | (915)235-7010 | dav.tovar@epelectric.com | 2026-1259 | [34 empty] | 2024-01-03 13:35 |  | 2024-02-02 | 2022-01-12 15:01
1260 | El Paso Electric Company | Afton North (Two) 224 MVA 345/115 kV Autotransformers (New) | Afton North (Two) 224 MVA 345/115 kV Autotransformers (New) | Reliability | Reliability | No | N/A | Substation | 345 kV | Withdrawn | Afton North | Afton North | 2025 | SWAT | NA | New Mexico | Yes | David Tovar | (915)235-7010 | dav.tovar@epelectric.com | 2025-1260 | [34 empty] | 2024-01-03 13:36 |  | 2024-02-02 | 2022-01-13 10:43
1261 | El Paso Electric Company | Vado Substation 345/115 kV (New) | The addition of Vado 345/115 kV Substation involves several elements that will be listed out separately in the TPPL. | Reliability | Reliability | No | N/A | Substation | 345 kV | Planned | Vado | Vado | 2028 | SWAT | NA | New Mexico | Yes | David Tovar | (915)235-7010 | dav.tovar@epelectric.com | 2028-1261 | [34 empty] | 2024-01-03 13:36 |  | 2024-02-02 | 2022-01-12 15:04
1262 | El Paso Electric Company | Seabeck Switching Station 115 kV (New) | This project involves the construction of a new Seabeck 115 kV Switching Station that will be part of the East Side Loop Expansion Project. | Reliability | Reliability | No | N/A | Other | 115 kV | Planned | Seabeck | Seabeck | 2029 | SWAT | NA | Texas | Yes | David Tovar | (915)235-7010 | dav.tovar@epelectric.com | 2029-1262 | [34 empty] | 2024-01-03 13:37 |  | 2024-02-02 | 2022-01-12 15:06
1263 | El Paso Electric Company | Seabeck-Horizon 115 kV Line (Rebuild, Upgrade) | This project will involve the rebuilding of a 115 kV transmission line from Seabeck to Horizon. | Relieves potential thermal overloads under contingencies. | Reliability | No | N/A | Transmission Line | 115 kV | Planned | Seabeck | Horizon | 2029 | SWAT | 7.05 | Texas | Yes | David Tovar | (915)235-7010 | dav.tovar@epelectric.com | 2029-1263 | [34 empty] | 2024-01-03 13:37 |  | 2024-02-02 | 2022-01-12 15:09
1264 | El Paso Electric Company | Seabeck-San Felipe 115 kV Line (Reconfiguration) | Seabeck-San Felipe 115 kV Line (Reconfiguration) | Relieves potential thermal overloads under contingencies. | Reliability | No | N/A | Transmission Line | 115 kV | Planned | Seabeck | San Felipe | 2029 | SWAT | 18.34 | Texas | Yes | David Tovar | (915)235-7010 | dav.tovar@epelectric.com | 2029-1264 | [34 empty] | 2024-01-03 13:37 |  | 2024-02-02 | 2022-01-12 15:12
1265 | El Paso Electric Company | San Felipe Substation 115/69 kV (New) & 1 X 115/69 kV Autotransformer | The project consists of constructing a new San Felipe Substation 115/69 kV that will be part of the East Side Loop Expansion Project. | Reliability and System Expansion | Reliability | No | N/A | Substation | 115 kV | Planned | San Felipe | San Felipe | 2025 | SWAT | NA | Texas | Yes | David Tovar | (915)235-7010 | dav.tovar@epelectric.com | 2025-1265 | [34 empty] | 2024-01-03 13:38 |  | 2024-02-02 | 2022-01-12 15:16
1266 | El Paso Electric Company | Sparks-San Felipe Line (Voltage Conversion, Rebuild, Reconductor) 69 kV to 115 kV | This project will involve the conversion and reconductoring the Sparks- San Felipe transmission line from 69 kV to 115 kV. | Relieves potential thermal overloads under contingencies. | Reliability | No | N/A | Transmission Line | 115 kV | Planned | Sparks | San Felipe | 2027 | SWAT | 13.3 | Texas | Yes | David Tovar | (915)235-7010 | dav.tovar@epelectric.com | 2027-1266 | [34 empty] | 2024-01-03 13:38 |  | 2024-02-02 | 2022-01-12 15:18
1267 | El Paso Electric Company | San Felipe (New) 115 kV Capacitors (2 x 15.9 MVAR) | New bus shunt capacitor banks connected to a 115 kV bus. | Voltage and Reactive Support | Reliability | No | N/A | Other | 115 kV | Planned | San Felipe | San Felipe | 2026 | SWAT | NA | Texas | Yes | David Tovar | (915)235-7010 | dav.tovar@epelectric.com | 2026-1267 | [34 empty] | 2024-01-03 13:38 |  | 2024-02-02 | 2022-01-13 08:21
1268 | El Paso Electric Company | Pine Switching Station 115 kV (New) | This project involves the construction of a new Pine 115 kV Switching Station that will be part of the East Side Loop Expansion Project. | Reliability | Reliability | No | N/A | Other | 115 kV | Planned | Pine | Pine | 2027 | SWAT | NA | Texas | Yes | David Tovar | (915)235-7010 | dav.tovar@epelectric.com | 2027-1268 | [34 empty] | 2024-01-03 13:39 |  | 2024-02-02 | 2022-01-12 15:25
1269 | El Paso Electric Company | Pine-Seabeck 115 kV Line (New) | This project consists of constructing a new 115 kV transmission line from Pine to Seabeck. | Relieves potential thermal overloads under contingencies. | Reliability | No | N/A | Transmission Line | 115 kV | Planned | Pine | Seabeck | 2029 | SWAT | 8.88 | Texas | Yes | David Tovar | (915)235-7010 | dav.tovar@epelectric.com | 2029-1269 | [34 empty] | 2024-01-03 13:39 |  | 2024-02-02 | 2022-01-12 15:28
1270 | El Paso Electric Company | Marvin-Pine 115kV Line (Reconductor) | This project consists of reconductoring the Marvin to Pine 115 kV transmission line. | Relieves potential thermal overloads under contingencies. | Reliability | No | N/A | Transmission Line | 115 kV | Planned | Marvin | Pine | 2028 | SWAT | 5.72 | Texas | Yes | David Tovar | (915)235-7010 | dav.tovar@epelectric.com | 2028-1270 | [34 empty] | 2024-01-03 13:39 |  | 2024-02-02 | 2022-01-12 15:48
1271 | El Paso Electric Company | Rio Grande-Sunset 69 kV Lines (5500/5600) (Rebuild, Reconductor) | Rio Grande-Sunset 69 kV Lines (5500/5600) (Rebuild, Reconductor) | Relieves potential thermal overloads under contingencies. | Reliability | No | N/A | Transmission Line | Below 115 kV | Planned | Rio Grande | Sunset | 2024 | SWAT | 5 | Texas | Yes | David Tovar | (915)235-7010 | dav.tovar@epelectric.com | 2024-1271 | [34 empty] | 2024-01-03 13:40 |  | 2024-02-02 | 2022-01-13 08:29
1272 | El Paso Electric Company | CE-2 Substation (New) and Related 115 kV West Loop Line Reconfiguration | This project involves the addition of a new CE2 Substation with an in- and-out connection on the existing Rio Grande-Executive 115 kV Line resulting in the Rio Grande-CE2 115 kV Line and CE2-Executive 115 kV Line thereafter. | Reliability, Load Growth, and System Reconfiguration | Reliability | No | N/A | Substation | 115 kV | Planned | CE-2 | CE-2 | 2027 | SWAT | NA | Texas | Yes | David Tovar | (915)235-7010 | dav.tovar@epelectric.com | 2027-1272 | [34 empty] | 2024-01-03 13:40 |  | 2024-02-02 | 2022-01-13 09:01
1273 | El Paso Electric Company | CE2 Capacitor Banks (New) | New bus shunt capacitor banks connected to a 115 kV bus. | Voltage and Reactive Support | Reliability | No | N/A | Other | 115 kV | Withdrawn | CE2 | CE2 | 2025 | SWAT | NA | Texas | Yes | David Tovar | (915)235-7010 | dav.tovar@epelectric.com | 2025-1273 | [34 empty] | 2024-01-03 13:40 |  | 2024-02-02 | 2022-01-13 09:03
1274 | El Paso Electric Company | Vado-Salopek 115 kV Line (Rebuild, Reconductor) | Vado-Salopek 115 kV Line (Rebuild, Reconductor) | Reliability | Reliability | No | N/A | Transmission Line | 115 kV | Planned | Vado | Salopek | 2028 | SWAT | 11.84 | New Mexico | Yes | David Tovar | (915)235-7010 | dav.tovar@epelectric.com | 2028-1274 | [34 empty] | 2024-01-03 13:41 |  | 2024-02-02 | 2022-01-13 09:12
1275 | El Paso Electric Company | New Amrad SVC device connecting on high-voltage side to Amrad 345 kV side using its own dedicated step-up transformer to a dedicated bay. | New Amrad SVC device connecting on high-voltage side to Amrad 345 kV side using its own dedicated step-up transformer to a dedicated bay. | Voltage and Reactive Support | Reliability | No | N/A | Other | 345 kV | Planned | Amrad | Amrad | 2027 | SWAT | NA | New Mexico | Yes | David Tovar | (915)235-7010 | dav.tovar@epelectric.com | 2027-1275 | [34 empty] | 2024-01-03 13:41 |  | 2024-02-02 | 2022-01-13 09:59
1276 | El Paso Electric Company | CE3 Substation (New) and Related 115 kV West Loop Line Reconfiguration | This project involves the construction of the CE3 Substation with an in- and-out connection on the rebuilt Rio Grande-Sunset North 115 kV Line. | Reliability, Load Growth, and System Reconfiguration | Reliability | No | N/A | Substation | 115 kV | Planned | CE-3 | CE-3 | 2029 | SWAT | NA | Texas | Yes | David Tovar | (915)235-7010 | dav.tovar@epelectric.com | 2029-1276 | [34 empty] | 2024-01-03 13:42 |  | 2024-02-02 | 2022-01-13 10:07
1277 | El Paso Electric Company | Leasburg Capacitor Banks (New) | New bus shunt capacitor banks connected to a 115 kV bus. | Voltage and Reactive Support | Reliability | No | N/A | Other | 115 kV | Withdrawn | Leasburg | Leasburg | 2026 | SWAT | NA | New Mexico | Yes | David Tovar | (915)235-7010 | dav.tovar@epelectric.com | 2026-1277 | [34 empty] | 2024-01-03 13:42 |  | 2024-02-02 | 2022-01-13 10:13
1278 | El Paso Electric Company | Anthony-Vado 115 kV Line (Rebuild, Reconductor) | Anthony-Vado 115 kV Line (Rebuild, Reconductor) | Reliability | Reliability | No | N/A | Transmission Line | 115 kV | Planned | Vado | Anthony | 2028 | SWAT | 6.39 | New Mexico | Yes | David Tovar | (915)235-7010 | dav.tovar@epelectric.com | 2028-1278 | [34 empty] | 2024-01-03 13:43 |  | 2024-02-02 | 2022-01-13 10:17
1279 | El Paso Electric Company | Afton North-Airport 115 kV Line (New) | Afton North-Airport 115 kV Line (New) | Load Serving | Reliability | No | N/A | Transmission Line | 115 kV | Withdrawn | Afton North | Airport | 2025 | SWAT | NA | New Mexico | Yes | David Tovar | (915)235-7010 | dav.tovar@epelectric.com | 2025-1279 | [34 empty] | 2024-01-03 13:43 |  | 2024-02-02 | 2022-01-13 10:24
1280 | El Paso Electric Company | CE-4 Substation (New) and Related 115 kV West Loop Line Reconfiguration | CE-4 Substation (New) and Related 115 kV West Loop Line Reconfiguration | Reliability, Load Growth, and System Reconfiguration | Reliability | No | N/A | Substation | 115 kV | Planned | CE-4 | CE-4 | 2030 | SWAT | NA | Texas | Yes | David Tovar | (915)235-7010 | dav.tovar@epelectric.com | 2030-1280 | [34 empty] | 2024-01-03 13:43 |  | 2024-02-02 | 2022-01-13 10:26
1281 | El Paso Electric Company | CE4 Capacitor Banks (New) | New bus shunt capacitor banks connected to a 115 kV bus. | Voltage and Reactive Support | Reliability | No | N/A | Other | 115 kV | Withdrawn | CE-4 | CE-4 | 2027 | SWAT | NA | Texas | Yes | David Tovar | (915)235-7010 | dav.tovar@epelectric.com | 2027-1281 | [34 empty] | 2024-01-03 13:44 |  | 2024-02-02 | 2022-01-13 10:28
1282 | El Paso Electric Company | In-and-Out into Vado 345 kV Substation from Afton North-Newman 345 kV Line | The addition of Vado 345/115 kV Substation includes an in-and-out connection on the Afton North- Newman 345 kV transmission line with terminations into Vado 345 kV resulting in the Afton North-Vado 345 kV Line and the Vado-Newman 345 kV Line. | Improves Reliability | Reliability | No | N/A | Transmission Line | 345 kV | Planned | Vado | Afton North-Newman | 2028 | SWAT | NA | Multiple | Yes | David Tovar | (915)235-7010 | dav.tovar@epelectric.com | 2028-1282 | [34 empty] | 2024-01-03 13:44 |  | 2024-02-02 | 2022-01-13 10:39
1283 | El Paso Electric Company | Vado 224 MVA Vado 345/115 kV Autotransformer (New) | Vado 224 MVA Vado 345/115 kV Autotransformer (New) | Reliability | Reliability | No | N/A | Substation | 345 kV | Planned | Vado | Vado | 2028 | SWAT | NA | New Mexico | Yes | David Tovar | (915)235-7010 | dav.tovar@epelectric.com | 2028-1283 | [34 empty] | 2024-01-03 13:44 |  | 2024-02-02 | 2022-01-13 10:45
1284 | El Paso Electric Company | Rio Grande-Sunset North 115 kV Line (Rebuild/Reconductor) | Rio Grande-Sunset North 115 kV Line (Rebuild/Reconductor) | Relieves potential thermal overloads under contingencies. | Reliability | No | N/A | Transmission Line | 115 kV | Under Construction | Rio Grande | Sunset North | 2027 | SWAT | 5.25 | Texas | Yes | David Tovar | (915)235-7010 | dav.tovar@epelectric.com | 2027-1284 | [34 empty] | 2024-01-03 13:45 |  | 2024-02-02 | 2022-01-13 08:31
1286 | El Paso Electric Company | Leasburg Substation 115 kV (New) | Leasburg Substation 115 kV (New) | Reliability | Reliability | No | N/A | Substation | 115 kV | Planned | Leasburg | Leasburg | 2028 | SWAT | NA | New Mexico | Yes | David Tovar | (915)235-7010 | dav.tovar@epelectric.com | 2028-1286 | [34 empty] | 2024-01-03 13:45 |  | 2024-02-02 | 2022-01-13 13:13
1307 | Black Hills Energy | BHCT-G29 Substation | 200 MW Solar LGI | Generator Interconnection | Generator Interconnection | No | N/A | Substation | 115 kV | Planned | West Station - Hogback 115 kV Line | N/A | 2025 | CCPG | NA | Colorado | Yes | Lindsay Briggs | (605) 721-2240 | lindsay.briggs@blackhillscorp.com | 2025-1307 | [34 empty] | 2024-02-02 14:30 |  | 2024-02-08 | 2021-12-21 15:03
1308 | Cheyenne Light Fuel and Power | Campstool 115 kV Substation | 115 kV substation | Serve new load | Load Growth | No | N/A | Substation | 115 kV | In-Service | Cheyenne, WY | Cheyenne, WY | 2022 | CCPG | N/A | Wyoming | Yes | Lindsay Briggs | (605) 721-2240 | lindsay.briggs@blackhillscorp.com | 2022-1308 | [34 empty] | 2024-02-02 15:59 |  | 2024-02-08 | 2021-12-21 13:24
1309 | Cheyenne Light Fuel and Power | East Business Park - Campstool 115 kV Double Circuit | 115 kV double circuit | Load Growth | Load Growth | No | N/A | Transmission Line | 115 kV | In-Service | East Business Park 115 kV substation | Campstool 115 kV substation | 2022 | CCPG | 1.5 | Wyoming | Yes | Lindsay Briggs | (605) 721-2240 | lindsay.briggs@blackhillscorp.com | 2022-1309 | [34 empty] | 2024-02-02 16:00 |  | 2024-02-08 | 2021-12-21 13:31
1310 | Cheyenne Light Fuel and Power | Bison 115 kV Substation | 115 kV Substation | Load Growth | Load Growth | No | N/A | Substation | 115 kV | In-Service | Cheyenne, WY | N/A | 2023 | CCPG | NA | Wyoming | Yes | Lindsay Briggs | (605) 721-2240 | lindsay.briggs@blackhillscorp.com | 2023-1310 | [34 empty] | 2024-02-02 16:01 |  | 2024-02-08 | 2021-12-21 13:33
1311 | Cheyenne Light Fuel and Power | CPGS - Sweetgrass - Bison 115 kV Double Circuit | Double circuit 115 kV line | Load Growth | Load Growth | No | N/A | Transmission Line | 115 kV | In-Service | CPGS 115 kV Substation | Bison 115 kV Substation | 2023 | CCPG | 10 | Wyoming | Yes | Lindsay Briggs | (605) 721-2240 | lindsay.briggs@blackhillscorp.com | 2023-1311 | [34 empty] | 2024-02-02 16:03 |  | 2024-02-08 | 2021-12-21 13:35
1312 | Cheyenne Light Fuel and Power | Sweetgrass 115 kV Substation | 115 kV substation | Load Growth | Load Growth | No | N/A | Substation | 115 kV | In-Service | Cheyenne, WY | Cheyenne, WY | 2023 | CCPG | NA | Wyoming | Yes | Lindsay Briggs | (605) 721-2240 | lindsay.briggs@blackhillscorp.com | 2023-1312 | [34 empty] | 2024-02-02 16:03 |  | 2024-02-08 | 2021-12-21 13:37
1313 | Cheyenne Light Fuel and Power | Sweetgrass - South Cheyenne kV 115 kV Line | 115 kV Line | Load Growth | Load Growth | No | N/A | Transmission Line | 115 kV | In-Service | Sweetgrass 115 kV Substation | South Cheyenne 115 kV Substation | 2023 | CCPG | 2 | Wyoming | Yes | Lindsay Briggs | (605) 721-2240 | lindsay.briggs@blackhillscorp.com | 2023-1313 | [34 empty] | 2024-02-02 16:04 |  | 2024-02-08 | 2021-12-21 13:40
1314 | Cheyenne Light Fuel and Power | Orchard Valley 115 kV Substation | 115 kV Substation | Serving Load | Multiple | No | N/A | Transmission Line | 115 kV | Planned | Cheyenne, WY | Cheyenne, WY | 2024 | CCPG | NA | Wyoming | Yes | Lindsay Briggs | (605) 721-2240 | lindsay.briggs@blackhillscorp.com | 2024-1314 | [34 empty] | 2024-02-02 16:05 |  | 2024-02-08 | 2022-01-26 12:43
1315 | Cheyenne Light Fuel and Power | Allison Draw 115 kV Substation | 115 kV Substation | Load Serving | Transmission Service | No | N/A | Substation | 115 kV | Planned | Cheyenne, WY | Cheyenne, WY | 2024 | CCPG | NA | Wyoming | Yes | Lindsay Briggs | (605) 721-2240 | lindsay.briggs@blackhillscorp.com | 2024-1315 | [34 empty] | 2024-02-02 16:05 |  | 2024-02-08 | 2022-01-26 12:43
1316 | Cheyenne Light Fuel and Power | Bison - Orchard Valley 115 kV Line | 115 kV Line | Multiple | Multiple | No | N/A | Transmission Line | 115 kV | Planned | Bison 115 kV Substation | Orchard Valley 115 kV Substation | 2024 | CCPG | 5 | Wyoming | Yes | Lindsay Briggs | (605) 721-2240 | lindsay.briggs@blackhillscorp.com | 2024-1316 | [34 empty] | 2024-02-02 16:08 |  | 2024-02-08 | 2022-01-26 12:45
1317 | Cheyenne Light Fuel and Power | Orchard Valley - King Ranch 115 kV Line | 115 kV Line | Multiple | Multiple | No | N/A | Transmission Line | 115 kV | Planned | Orchard Valley 115 kV Substation | King Ranch 115 kV Substation | 2024 | CCPG | 6 | Wyoming | Yes | Lindsay Briggs | (605) 721-2240 | lindsay.briggs@blackhillscorp.com | 2024-1317 | [34 empty] | 2024-02-02 16:09 |  | 2024-02-08 | 2022-01-26 12:45
1318 | Cheyenne Light Fuel and Power | Bison - West Cheyenne 115 kV Line | 115 kV line | Multiple | Multiple | No | N/A | Transmission Line | 115 kV | Planned | Orchard Valley 115 kV Substation | West Cheyenne 115 kV Substation | 2024 | CCPG | 12.5 | Wyoming | Yes | Lindsay Briggs | (605) 721-2240 | lindsay.briggs@blackhillscorp.com | 2024-1318 | [34 empty] | 2024-02-02 16:10 |  | 2024-02-08 | 2022-01-26 12:47
1319 | Cheyenne Light Fuel and Power | Happy Jack - North Range #2 115 kV Line | 115 kV Line | Reliability | Reliability | No | N/A | Transmission Line | 115 kV | Planned | Happy Jack 115 kV Substation | North Range 115 kV Substation | 2024 | CCPG | 0.5 | Wyoming | Yes | Lindsay Briggs | (605) 721-2240 | lindsay.briggs@blackhillscorp.com | 2024-1319 | [34 empty] | 2024-02-02 16:19 |  | 2024-02-08 | 2021-12-21 14:33
1320 | Cheyenne Light Fuel and Power | Allison Draw - Campstool 115 kV Line | 115 kV Line | Transmission Service | Transmission Service | No | N/A | Transmission Line | 115 kV | Planned | Allison Draw 115 kV Substation | Campstool 115 kV Substation | 2024 | CCPG | 5 | Wyoming | Yes | Lindsay Briggs | (605) 721-2240 | lindsay.briggs@blackhillscorp.com | 2024-1320 | [34 empty] | 2024-02-02 16:11 |  | 2024-02-08 | 2022-01-26 12:47
1321 | Cheyenne Light Fuel and Power | Allison Draw - CPGS 115 kV Line | 115 kV Line | Transmission Service | Transmission Service | No | N/A | Transmission Line | 115 kV | Planned | Allison Draw 115 kV Substation | CPGS 115 kV Substation | 2024 | CCPG | 3 | Wyoming | Yes | Lindsay Briggs | (605) 721-2240 | lindsay.briggs@blackhillscorp.com | 2024-1321 | [34 empty] | 2024-02-02 16:19 |  | 2024-02-08 | 2022-01-26 12:48
1322 | Cheyenne Light Fuel and Power | Bluffs 230 kV Substation | 230 kV Substation | Transmission Service | Transmission Service | No | N/A | Substation | 230 kV | Planned | West Hill - Stegall 230 kV | N/A | 2026 | CCPG | NA | Nebraska | Yes | Lindsay Briggs | (605) 721-2240 | lindsay.briggs@blackhillscorp.com | 2026-1322 | [34 empty] | 2024-02-02 16:14 |  | 2024-02-08 | 2022-01-26 12:48
1323 | Cheyenne Light Fuel and Power | Sweetgrass 230 kV Substation | 230 kV Substation with 2x200 MVA 230/115 kV transformers | Transmission Service | Transmission Service | No | N/A | Substation | 230 kV | Planned | Cheyenne, WY | Cheyenne, WY | 2026 | CCPG | NA | Wyoming | Yes | Lindsay Briggs | (605) 721-2240 | lindsay.briggs@blackhillscorp.com | 2026-1323 | [34 empty] | 2024-02-02 16:15 |  | 2024-02-08 | 2022-01-26 12:51
1324 | Cheyenne Light Fuel and Power | Sweetgrass - Bluffs 230 kV Line | 230 kV Line | Transmission Service | Transmission Service | No | N/A | Transmission Line | 230 kV | Planned | Sweetgrass 230 kV Substation | Bluffs 230 kV Substation | 2026 | CCPG | 85 | Wyoming | Yes | Lindsay Briggs | (605) 721-2240 | lindsay.briggs@blackhillscorp.com | 2026-1324 | [34 empty] | 2024-02-02 16:16 |  | 2024-02-08 | 2022-01-26 12:51
1325 | Cheyenne Light Fuel and Power | West Cheyenne 230 kV Substation | 230 kV Substation with 2x200 MVA 230/115 kV transformers | Transmission Service | Transmission Service | No | N/A | Substation | 230 kV | Planned | Cheyenne, Wy | Cheyenne, Wy | 2026 | CCPG | NA | Wyoming | Yes | Lindsay Briggs | (605) 721-2240 | lindsay.briggs@blackhillscorp.com | 2026-1325 | [34 empty] | 2024-02-02 16:17 |  | 2024-02-08 | 2022-01-26 12:51
1326 | Cheyenne Light Fuel and Power | West Cheyenne - Sweetgrass 230 kV Line | 230 kV Line | Transmission Service | Transmission Service | No | N/A | Transmission Line | 230 kV | Planned | West Cheyenne 230 kV Substation | Sweetgrass 230 kV Substation | 2026 | CCPG | 14 | Wyoming | Yes | Lindsay Briggs | (605) 721-2240 | lindsay.briggs@blackhillscorp.com | 2026-1326 | [34 empty] | 2024-02-02 16:17 |  | 2024-02-08 | 2022-01-26 12:52
1327 | Cheyenne Light Fuel and Power | West Cheyenne - Windstar 230 kV Line | 230 kV Line | Transmission Service | Transmission Service | No | N/A | Transmission Line | 230 kV | Planned | West Cheyenne 230 kV Substation | Windstar 230 kV Substation | 2026 | CCPG | 148 | Wyoming | Yes | Lindsay Briggs | (605) 721-2240 | lindsay.briggs@blackhillscorp.com | 2026-1327 | [34 empty] | 2024-02-02 16:18 |  | 2024-02-08 | 2022-01-26 12:52
1328 | Public Service Company of Colorado/ Xcel Energy | Colorado's Power Pathway | New double circuit 345kV transmission expansion in eastern Colorado will include four new substations along the route. Project will also include expansion at four existing substations. | Project will access and deliver renewable resources in the region. | Public Policy | Yes | Colorado HB 19-236 | Transmission Line | 345 kV | Planned | Fort St. Vrain | Harvest Mile | 2027 | CCPG | 550 | Colorado | Yes | Claire Van Gundy | (303) 273-4751 | claire.vangundy@xcelenergy.com | 2027-1328 | [34 empty] | 2024-01-18 07:57 |  | 2024-02-02 | 2022-01-27 10:48
1329 | Public Service Company of Colorado/ Xcel Energy | Stagecoach Switching Station | A 230kV switching station tapping Comanche to Midway 230kV line. | Enables interconnection. | Reliability | No | N/A | Substation | 230 kV | Planned | Pueblo, CO | Pueblo, CO | 2024 | CCPG | NA | Colorado | Yes | Claire Van Gundy | (303) 273-4751 | claire.vangundy@xcelenergy.com | 2024-1329 | [34 empty] | 2024-01-10 11:19 |  | 2024-02-02 | 2022-01-27 10:49
1330 | Public Service Company of Colorado/ Xcel Energy | Daniels Park to Prairie Reconductor 230kV | Reconductor existing 230kV line | Increase in rating | Reliability | No | N/A | Transmission Line | 230 kV | Planned | Daniels Park substation | Prairie substation | 2026 | CCPG | TBD | Colorado | Yes | Claire Van Gundy | (303) 273-4751 | claire.vangundy@xcelenergy.com | 2026-1330 | [34 empty] | 2024-01-18 07:58 |  | 2024-02-02 | 2022-01-27 10:49
1331 | Public Service Company of Colorado/ Xcel Energy | Midway Transformer Upgrade | Replace existing 230/115kV transformer | Increase transformer rating | Reliability | No | N/A | Substation | 230 kV | Planned | Midway | Midway | 2023 | CCPG | NA | Colorado | Yes | Claire Van Gundy | (303) 273-4751 | claire.vangundy@xcelenergy.com | 2023-1331 | [34 empty] | 2024-01-10 11:48 |  | 2024-02-02 | 2022-01-27 10:50
1332 | Tucson Electric Power | Rillito 138kV Conversion to breaker-and-a-half substation | Convert existing Rillito 138kV substation into a breaker-and-a-half substation | Increase system reliability and allow more flexibility to schedule maintenance outages | Reliability | No | N/A | Substation | 138 kV | Planned | Rillito 138kV Substation | N/A | 2027 | SWAT | NA | Arizona | Yes | Josh Kitterman, Transmission Planning | (520)396-2803 | joshua.kitterman@tep.com | 2027-1332 | [34 empty] | 2024-01-05 14:37 |  | 2024-02-06 | 2022-01-11 14:58
1333 | Tucson Electric Power | East Loop 138kV Conversion to breaker-and-a-half substation | Convert existing East Loop 138 kV substation into a breaker-and-a-half substation | Increase system reliability and allow more flexibility to schedule maintenance outages | Reliability | No | N/A | Substation | 138 kV | Conceptual | East Loop 138kV substation | N/A | TBD | SWAT | NA | Arizona | Yes | Josh Kitterman, Transmission Planning | (520)396-2803 | joshua.kitterman@tep.com | TBD-1333 | [34 empty] | 2024-01-05 14:39 |  | 2024-02-06 | 2022-01-11 15:01
1334 | Tucson Electric Power | Kantor Capacitor Bank Addition for Hermosa | One 26.4 MVAR capacitor bank added at Kantor substation. Duplicate project, withdrawn | Additional reactive power on the system to support Hermosa mine project | Reliability | No | N/A | Substation | 138 kV | Withdrawn | Kantor Substation | Kantor Substation | N/A | SWAT | NA | Arizona | Yes | Josh Kitterman, Transmission Planning | (520)396-2803 | joshua.kitterman@tep.com | N/A-1334 | [34 empty] | 2024-01-25 10:39 |  | 2024-02-06 | 2022-01-11 16:40
1335 | Tucson Electric Power | Orange Grove Capacitor Bank Addition | One 26.4 MVAR capacitor bank added at Orange Grove | Additional reactive power on the system | Reliability | No | N/A | Substation | 138 kV | Planned | Orange Grove Substation | Orange Grove Substation | 2025 | SWAT | NA | Arizona | Yes | Josh Kitterman, Transmission Planning | (520)396-2803 | joshua.kitterman@tep.com | 2025-1335 | [34 empty] | 2024-01-05 14:40 |  | 2024-02-06 | 2022-01-11 15:10
1336 | Tucson Electric Power | New 230kV Yard at Tortolita Substation | New 230kV Yard at Tortolita Substation | Reliability | Reliability | No | N/A | Substation | 230 kV | Planned | Tortolita 230kV Substation | Tortolita 230kV Substation | 2026 | SWAT | NA | Arizona | Yes | Josh Kitterman, Transmission Planning | (520)396-2803 | joshua.kitterman@tep.com | 2026-1336 | [34 empty] | 2024-01-05 14:41 |  | 2024-02-06 | 2022-01-26 07:18
1337 | Tucson Electric Power | New 230kV Yard at DMP Substation | New 230kV Yard at DMP Substation | Reliability | Reliability | No | N/A | Substation | 230 kV | Planned | DMP 230kV Substation | DMP 230kV Substation | 2026 | SWAT | NA | Arizona | Yes | Josh Kitterman, Transmission Planning | (520)396-2803 | joshua.kitterman@tep.com | 2026-1337 | [34 empty] | 2024-01-05 14:42 |  | 2024-02-06 | 2022-01-26 07:18
1338 | Tucson Electric Power | New 230kV Yard at Vail Substation | New 230kV Yard at Vail Substation | Reliability | Reliability | No | N/A | Substation | 230 kV | Planned | Vail 230kV Substation | Vail 230kV Substation | 2027 | SWAT | NA | Arizona | Yes | Josh Kitterman, Transmission Planning | (520)396-2803 | joshua.kitterman@tep.com | 2027-1338 | [34 empty] | 2024-01-05 14:42 |  | 2024-02-06 | 2022-01-26 07:18
1339 | Tucson Electric Power | Tortolita to DMP 230kV line | Tortolita to DMP 230kV line | Reliability | Reliability | No | N/A | Transmission Line | 230 kV | Planned | Tortolita 230kV Substation | DeMoss Petrie 230kV Substation | 2026 | SWAT | 35 | Arizona | Yes | Josh Kitterman, Transmission Planning | (520)396-2803 | joshua.kitterman@tep.com | 2026-1339 | [34 empty] | 2024-01-05 14:43 |  | 2024-02-06 | 2022-01-26 07:19
1340 | Tucson Electric Power | DMP to Vail 230kV line | DMP to Vail 230kV line | Reliability | Reliability | No | N/A | Transmission Line | 230 kV | Planned | DeMoss Petrie 230kV Substation | Vail 230kV Substation | 2027 | SWAT | 28 | Arizona | Yes | Josh Kitterman, Transmission Planning | (520)396-2803 | joshua.kitterman@tep.com | 2027-1340 | [34 empty] | 2024-01-05 14:43 |  | 2024-02-06 | 2022-01-26 07:19
1341 | Tucson Electric Power | Tortolita 500/230kV Transformers | Two 500/230kV transformers at Tortolita Substation | Reliability | Reliability | No | N/A | Substation | 500 kV AC | Planned | Tortolita 500kV Substation | Tortolita 230kV Substation | 2026 | SWAT | NA | Arizona | Yes | Josh Kitterman, Transmission Planning | (520)396-2803 | joshua.kitterman@tep.com | 2026-1341 | [34 empty] | 2024-01-05 14:44 |  | 2024-02-06 | 2022-01-26 07:19
1342 | Tucson Electric Power | DMP 230/138kV Transformers | Two 230/138kV Transformers at DMP Substation | Reliability | Reliability | No | N/A | Substation | 230 kV | Planned | DeMoss Petrie 230kV Substation | DeMoss Petrie 138kV Substation | 2026 | SWAT | NA | Arizona | Yes | Josh Kitterman, Transmission Planning | (520)396-2803 | joshua.kitterman@tep.com | 2026-1342 | [34 empty] | 2024-01-05 14:44 |  | 2024-02-06 | 2022-01-26 07:19
1343 | Tucson Electric Power | Vail 345/230kV Transformers | Two 345/230kV Transformers at Vail Substation | Reliability | Reliability | No | N/A | Substation | 345 kV | Planned | Vail 345kV Substation | Vail 230kV Substation | 2027 | SWAT | NA | Arizona | Yes | Josh Kitterman, Transmission Planning | (520)396-2803 | joshua.kitterman@tep.com | 2027-1343 | [34 empty] | 2024-01-25 10:43 |  | 2024-02-06 | 2022-01-26 07:20
1344 | Tucson Electric Power | Bopp-Donald 138/13.8kV Substation | New Substation served by 138kV line from Cottonwood | Load Serving | Load Serving | No | N/A | Substation | 138 kV | Planned | Bopp-Donald 138kV Substation | N/A | 2031 | SWAT | NA | Arizona | Yes | Josh Kitterman, Transmission Planning | (520)396-2803 | joshua.kitterman@tep.com | 2031-1344 | [34 empty] | 2024-01-05 14:45 |  | 2024-02-06 | 2022-01-12 08:40
1345 | Tucson Electric Power | Cottonwood to Bopp-Donald 138kV line | New 138kV line | Load Serving | Load Serving/Reliability | No | N/A | Transmission Line | 138 kV | Planned | Cottonwood 138kV Substation | Bopp-Donald 138kV Substation | 2031 | SWAT | 8 | Arizona | Yes | Josh Kitterman, Transmission Planning | (520)396-2803 | joshua.kitterman@tep.com | 2031-1345 | [34 empty] | 2024-01-05 14:45 |  | 2024-02-06 | 2022-01-12 08:43
1346 | Tucson Electric Power | Bopp-Donald to Midvale 138kV line | New 138kV line | Load Serving/Reliability | Load Serving/Reliability | No | N/A | Transmission Line | 138 kV | Planned | Bopp-Donald 138kV Substation | Midvale 138kV Substation | 2032 | SWAT | 8 | Arizona | Yes | Josh Kitterman, Transmission Planning | (520)396-2803 | joshua.kitterman@tep.com | 2032-1346 | [34 empty] | 2024-01-05 14:46 |  | 2024-02-06 | 2022-01-12 08:47
1347 | Tucson Electric Power | TEPTDA 138kV Substation | New 138kV Substation, Loop-in of Drexel to Midvale 138kV line and the Midvale to South 138kV line | Reliability | Reliability | No | N/A | Substation | 138 kV | Planned | TEPTDA 138kV Substation | Drexel, Midvale, and South 138kV Substations | 2032 | SWAT | NA | Arizona | Yes | Josh Kitterman, Transmission Planning | (520)396-2803 | joshua.kitterman@tep.com | 2032-1347 | [34 empty] | 2024-01-05 14:47 |  | 2024-02-06 | 2022-01-12 09:34
1348 | Tucson Electric Power | 500/345kV Transformer addition at Pinal West | Second 500/345kV transformer added at Pinal West Substation | Increase TTC at Pinal West to accommodate an Economic Service Request | Economic | No | N/A | Substation | 500 kV AC | Under Construction | Pinal West 500/345kV Substation | N/A | 2024 | SWAT | NA | Arizona | Yes | Josh Kitterman, Transmission Planning | (520)396-2803 | joshua.kitterman@tep.com | 2024-1348 | [34 empty] | 2024-01-25 10:45 |  | 2024-02-06 | 2022-01-12 09:47
1349 | Tucson Electric Power | 500/345kV Transformer addition at Westwing | Second 500/345kV transformer addition at Westwing | Increase TTC at Westwing to accommodate an Economic Service Request | Economic | No | N/A | Substation | 500 kV AC | In-Service | Westwing 500/345kV Substation | N/A | 2022 | SWAT | NA | Arizona | Yes | Josh Kitterman, Transmission Planning | (520)396-2803 | joshua.kitterman@tep.com | 2022-1349 | [34 empty] | 2024-01-05 14:48 |  | 2024-02-06 | 2022-01-12 09:46
1351 | Tucson Electric Power | Whetstone 138kV Substation | New Substation looped into the Vail to Ft. Huachuca 138kV line | Connects Babacomari PV facility to TEP 138kV system | Public Policy | Yes | Arizona Renewable Energy Standard (Arizona 15% RDP by 2025) | Substation | 138 kV | Planned | Vail 138kV Substation | Ft. Huachuca 138kV Substation | 2025 | SWAT | NA | Arizona | Yes | Josh Kitterman, Transmission Planning | (520)396-2803 | joshua.kitterman@tep.com | 2025-1351 | [34 empty] | 2024-01-23 14:07 |  | 2024-02-06 | 2022-01-18 14:34
1352 | Tri-State Generation and Transmission Association | Monument Project | Rebuild Monument Substation as breaker and a half | Reliability | Reliability | No | N/A | Substation | 115 kV | Under Construction | Monument | Monument | 2024 | CCPG | NA | Colorado | Yes | Curt Feinberg | 303-254-3430 | curt.feinberg@tristategt.org | 2024-1352 | [34 empty] | 2024-01-08 12:29 |  | 2024-02-02 | 2022-01-26 14:10
1353 | Tri-State Generation and Transmission Association | Slater Double Circuit Project | Rebuild the Del Camino Tap – Slater 115 kV line as a double circuit line, creating separate Slater-Meadow and Slater-Longs Peak 115 kV lines. | Reliability, increase load serving | Reliability, increase load serving | No | N/A | Transmission Line | 115 kV | Planned | Slater | Del Camino Tap | 2025 | CCPG | 1.6 | Colorado | Yes | Curt Feinberg | 303-254-3430 | curt.feinberg@tristategt.org | 2025-1353 | [34 empty] | 2024-01-08 12:33 |  | 2024-02-02 | 2022-01-26 14:16
1354 | Tri-State Generation and Transmission Association | Cahone - Empire Uprate | Structure replacements along the existing Cahone-Great Cut Tap-Empire 115 kV line, and terminal upgrades at Cahone | Increase conductor thermal rating | Reliability | No | N/A | Transmission Line | 115 kV | In-Service | Cahone | Empire | 2023 | CCPG | 20 | Colorado | Yes | Curt Feinberg | 303-254-3430 | curt.feinberg@tristategt.org | 2023-1354 | [34 empty] | 2024-01-08 12:35 |  | 2024-02-02 | 2022-01-26 14:21
1355 | Tri-State Generation and Transmission Association | Burlington - Lamar 230 kV | Construct a new Burlington - Lamar 230 kV line | Support renewable resource development in eastern Colorado | Primarily reliability & secondarily public policy | Yes | Colorado House Bill 19-1261 & Colorado House Bill 21-1266 | Transmission Line | 230 kV | Under Construction | Burlington | Lamar | 2025 | CCPG | 107 | Colorado | Yes | Curt Feinberg | 303-254-3430 | curt.feinberg@tristategt.org | 2025-1355 | [34 empty] | 2024-01-08 12:38 |  | 2024-02-02 | 2022-01-26 14:25
1356 | Tri-State Generation and Transmission Association | Boone - Huckleberry 230 kV | Sectionalize Comanche - Walsenburg near Comanche at new Huckleberry Substation. Construct Boone - Hucklberry 230 kV line. | Support renewable resource development in eastern Colorado | Primarily reliability & secondarily public policy | Yes | Colorado House Bill 19-1261 & Colorado House Bill 21-1266 | Transmission Line | 230 kV | Planned | Boone | Huckleberry | 2026 | CCPG | 30 | Colorado | Yes | Curt Feinberg | 303-254-3430 | curt.feinberg@tristategt.org | 2026-1356 | [34 empty] | 2024-01-08 12:39 |  | 2024-02-02 | 2022-01-26 14:28
1357 | Tri-State Generation and Transmission Association | Badger Creek - Big Sandy 230 kV | Sectionalize Story - Henry Lake 230 kV at new Badger Creek Substation. Construct Badger Creek - Big Sandy 230 kV | Support renewable resource development in eastern Colorado | Primarily reliability & secondarily public policy | Yes | Colorado House Bill 19-1261 & Colorado House Bill 21-1266 | Transmission Line | 230 kV | Planned | Badger Creek | Big Sandy | 2028 | CCPG | 80 | Colorado | Yes | Curt Feinberg | 303-254-3430 | curt.feinberg@tristategt.org | 2028-1357 | [34 empty] | 2024-01-08 12:41 |  | 2024-02-02 | 2022-01-26 14:32
1358 | Tri-State Generation and Transmission Association | Big Sandy - Burlington 230 kV Uprate | Structure replacements along the existing Big Sandy -Windtalker - Landsman Ck - Burlington 230 kV line | Support renewable resource development in eastern Colorado | Primarily reliability & secondarily public policy | Yes | Colorado House Bill 19-1261 & Colorado House Bill 21-1266 | Transmission Line | 230 kV | Planned | Big Sandy | Burlington | 2028 | CCPG | 80.7 | Colorado | Yes | Curt Feinberg | 303-254-3430 | curt.feinberg@tristategt.org | 2028-1358 | [34 empty] | 2024-01-08 12:42 |  | 2024-02-02 | 2022-01-26 14:35
1359 | Tri-State Generation and Transmission Association | Archer - Stegall Sectionalization Project | Sectionalize Archer - Stegall 115 kV line by adding breakers at both Round Top Substation and Pole Creek Substation | Reliability | Reliability | No | N/A | Substation | 115 kV | Planned | Archer | Stegall | 2024 | CCPG | NA | Wyoming | Yes | Curt Feinberg | 303-254-3430 | curt.feinberg@tristategt.org | 2024-1359 | [34 empty] | 2024-01-08 12:44 |  | 2024-02-02 | 2022-01-28 11:04
1360 | Tri-State Generation and Transmission Association | Breaker Addition at Redtail Substation | Add a breaker to the 115 kV ring bus at Redtail Substation to accommodate a generator interconnection | Generator Interconnection | Primarily reliability & secondarily public policy | Yes | Colorado House Bill 19-1261 & Colorado House Bill 21-1266 | Substation | 115 kV | In-Service | Redtail Substation | Redtail Substation | 2022 | CCPG | NA | Colorado | Yes | Curt Feinberg | 303-254-3430 | curt.feinberg@tristategt.org | 2022-1360 | [34 empty] | 2024-01-08 12:46 |  | 2024-02-02 | 2022-01-28 11:12
1361 | Tri-State Generation and Transmission Association | Valent Switchyard on Walsenburg - Gladstone 230 kV line | Construct a new Valent Switchyard on the Walsenburg - Gladstone 230 kV line to accommodate a generator interconnection | Generator Interconnection | Primarily reliability & secondarily public policy | Yes | Colorado House Bill 19-1261 & Colorado House Bill 21-1266 | Substation | 230 kV | Under Construction | Valent Switchyard | Valent Switchyard | 2024 | CCPG | NA | Colorado | Yes | Curt Feinberg | 303-254-3430 | curt.feinberg@tristategt.org | 2024-1361 | [34 empty] | 2024-01-08 12:48 |  | 2024-02-02 | 2022-01-28 11:24
1365 | Arizona Public Service | Relocation of the Morgan-Pinnacle Peak 230kV and 500 kV Lines | Approximately 3.5 miles of the existing double-circuit transmission line with one 500kV circuit and one 230kV circuit running east-west following the Dove Valley Road alignment from 39th Avenue would be relocated approximately 0.5 miles north. | Driving Factor(s): To allow for the development of a new high load customer in the area. In service date is predicated on customer construction schedule. | Customer | No | N/A | Transmission Line | 500 kV AC | In-Service | North of Avery substation | West of TS22 substation | 2022 | SWAT | 1 | Arizona | Yes | Chris M. Fecke-Stoudt, P.E. | (602) 371-6626 | Christopher.FeckeStoudt@aps.com | 2022-1365 | [34 empty] | 2024-01-30 10:09 |  | 2024-02-12 | 2022-01-19 08:11
1367 | Arizona Public Service | Runway Additional 230kV Lines | Cut the West Phoenix - White Tanks 230kV line into Runway Substation | To provide electric energy to new high-load customers. The in-service date is predicated on the ramp rate of customer load. | Customer | No | N/A | Transmission Line | 230 kV | Planned | Rudd-White Tanks and White Tanks-West Phoenix 230kV line corridor | Runway 230kV Substation | 2026 | SWAT | 4 | Arizona | Yes | David Wiley | 602-371-5997 | David.F.Wiley@aps.com | 2026-1367 | [34 empty] | 2024-01-30 10:08 |  | 2024-02-12 | 2022-01-19 08:24
1368 | Arizona Public Service | TS22 Project | The TS22 substation is planned to be located generally northwest of the intersection of 51st Avenue and Dove Valley Road and will be adjacent to the double circuit transmission poles carrying the Raceway-Avery 230kV line and the Morgan-Pinnacle Peak 500kV line. The project will cut the new substation in and out of the existing 230kV and 500kV lines. | To provide electric energy to new high load customers in the area | Customer | No | N/A | Substation | 500 kV AC | Planned | Raceway-Avery 230kV line and Morgan-Pinnacle Peak 500kV line | TS22 500/230kV Substation | 2029 | SWAT | N/A | Arizona | Yes | David Wiley | 602-371-5997 | David.F.Wiley@aps.com | 2029-1368 | [34 empty] | 2024-01-30 10:35 |  | 2024-02-12 | 2022-01-19 08:35
1369 | Arizona Public Service | Jojoba to Rudd 500kV line | The line will head north from Jojoba - generally paralleling the Panda - Freedom 230kV line. North of the Gila River, the line will head generally northeast to the future TS21 substation. From TS21, the line will head east to Rudd substation. | To provide an additional EHV source to the Phoenix Metropolitan area, which is experiencing rapid economic development. This line helps maintain compliance with NERC Reliability Standards and support load growth. In addition, this new source will provide customers greater access to a diverse mix of resources from around the region. | Reliability | No | N/A | Transmission Line | 500 kV AC | Planned | Jojoba Substation | Rudd Substation | 2032 | SWAT | 28 | Arizona | Yes | David Wiley | 602-371-5997 | David.F.Wiley@aps.com | 2032-1369 | [34 empty] | 2024-01-30 10:43 |  | 2024-02-12 | 2022-01-19 08:40
1370 | Arizona Public Service | North Gila – Orchard 230kV Line Circuit #2 | Second 230kV circuit North Gila - Orchard | To support load or generation growth in the Yuma area. | Relability | No | N/A | Transmission Line | 230 kV | Conceptual | North Gila Substation | Orchard Susbtation | TBD | SWAT | 13 | Arizona | Yes | David Wiley | 602-371-5997 | David.F.Wiley@aps.com | TBD-1370 | [34 empty] | 2024-01-30 11:08 |  | 2024-02-12 | 2022-01-19 09:06
1372 | Arizona Public Service | Bagdad 230kV Transmission Line | The MPP-Q01 substation will tap the Mead-Perkins 500kV line approximately 4 miles southeast of the intersection of US 93 and SR 97. From MPP-Q01, a new 230kV line will head generally north for approximately 15 miles to the new TS31 substation. At TS31, voltage will be stepped down to 69kV to serve a new high load customer. | To provide electric energy to a new customer. | Customer | No | N/A | Transmission Line | 230 kV | Planned | Mead Phoenix Project Q01 substation | TS31 substation | 2027 | SWAT | 15 | Arizona | Yes | David Wiley | 602-371-5997 | David.F.Wiley@aps.com | 2027-1372 | [34 empty] | 2024-01-30 10:31 |  | 2024-02-12 | 2022-01-19 09:12
1373 | Arizona Public Service | Chevelon Butte Wind Generation Tie Line Project | All for interconnection of Chevelon Butte generation project. From the Chevelon switchyard, a double-circuit transmission line will connect the switchyard to the Cholla-Preacher Canyon 345kV line. | Driving Factor(s): To connect the Chevelon Butte Wind Generation project to the Cholla-Preacher Canyon 345kV line. | Generation | No | N/A | Transmission Line | 345 kV | In-Service | Chevelon switchyard | Cholla-Preacher Canyon 345kV line | 2023 | SWAT | 1 | Arizona | Yes | Chris M. Fecke-Stoudt, P.E. | (602) 371-6626 | Christopher.FeckeStoudt@aps.com | 2023-1373 | [34 empty] | 2024-01-30 10:48 |  | 2024-02-12 | 2022-01-28 07:52
1374 | Arizona Electric Power Cooperative | Marana Substation Rebuild | Rebuild Marana Substation to loop-in the WAPA Ed-5 - Rattlesnake 115 kV Transmission line. Ultimatley removing the existing tap into the WAPA line. | Voltage Support | Reliability | No | N/A | Substation | 115 kV | Planned | Marana Substation | Marana Substation | 2024 | SWAT | NA | Arizona | Yes | Benjamin Borowiak | 520-221-1506 | bborowiak@azgt.coop | 2024-1374 | [34 empty] | 2024-01-30 10:18 |  | 2024-02-01 | 2022-02-01 17:57
1375 | Colorado Springs Utility | North System Improvement - Briargate Sub Expansion | Briargate Sub Expansion - Install 230/115kV Autotransformer - Intercept Fuller-Cottonwood 230kV Line - Fuller-Cottonwood Line Uprate | Reliability - Thermal Overloads | Persistent N-1 contingency overloads under high south to north power flow | No | N/A | Other | 230 kV | In-Service | Fuller | Cottonwood | 2023 | CCPG | NA | Colorado | Yes | Jeffrey Hanson | 719-668-8125 | jhanson@csu.org | 2023-1375 | [34 empty] | 2024-02-01 14:10 |  | 2024-02-01 | 2022-02-01 15:08
1376 | Colorado Springs Utility | South System Improvement - Midway to Kelker 230kV Line | New Midway to Kelker 230kV Line | Increase import capability to CSU system - address multiple contingency overload | Generation retirement (Nixon coal plant) - mutiple contingency overload concern | Yes | Clean Energy Plan - House Bill 21-126 | Transmission Line | 230 kV | Planned | Midway | Kelker | 2027 | CCPG | 18 | Colorado | Yes | Jeffrey Hanson | 719-668-8125 | jhanson@csu.org | 2027-1376 | [34 empty] | 2024-02-01 14:10 |  | 2024-02-01 | 2022-02-01 15:20
1377 | Colorado Springs Utility | Central System Improvement - Kelker Substation Rebuild - New Kelker-Southplant 115kV Line | New Kelker-South Plant 115kV Line - Rebuild Kelker Substation to Full Breaker and a Half (230 and 115kV) | Rebuild substation to improve resiliency and allow for additional elements - new Kelker to South Plant 115kV line. | Retirement of Drake coal plant and eventual removal of generation from site - contingency overload issues. | No | N/A | Other | 115 kV | Planned | Kelker | South Plant | 2026 | CCPG | 6 | Colorado | Yes | Jeffrey Hanson | 719-668-8125 | jhanson@csu.org | 2026-1377 | [34 empty] | 2024-02-01 14:10 |  | 2024-02-01 | 2022-02-01 15:44
1378 | Colorado Springs Utility | Flying Horse Power Transformer | Flying Horse 115/12.5kV Power Transformer Addition | Load Serving | Load growth | No | N/A | Substation | 115 kV | Planned | Flying Horse | Flying Horse | 2026 | CCPG | NA | Colorado | Yes | Jeffrey Hanson | 719-668-8125 | jhanson@csu.org | 2026-1378 | [34 empty] | 2024-01-31 15:58 |  | 2024-02-01 | 2022-03-02 10:07
1379 | Colorado Springs Utility | New Horizon Substation and Transformer Addition | New load serving substation on Williams Creek - Claremont 230kV | Load serving | System load growth | No | N/A | Substation | 230 kV | Under Construction | Williams Creek | Claremont | 2023 | CCPG | NA | Colorado | Yes | Jeffrey Hanson | 719-668-8125 | jhanson@csu.org | 2023-1379 | [34 empty] | 2024-01-31 15:43 |  | 2024-02-01 | 2022-02-01 16:23
1380 | Colorado Springs Utility | Kettle Creek 115/12.5kV Power Transformer Addition | Kettle Creek 115/12.5kV Power Transformer Addition | Load Serving | Load growth | No | N/A | Substation | 115 kV | Under Construction | Kettle Creek | Kettle Creek | 2023 | CCPG | NA | Colorado | Yes | Jeffrey Hanson | 719-668-8125 | jhanson@csu.org | 2023-1380 | [34 empty] | 2024-01-31 16:00 |  | 2024-02-01 | 2022-02-01 16:27
1382 | Colorado Springs Utility | Claremont Transformer | Claremont 230/34.5kV Power Transformer Addition | Load Serving | Load growth - Reliability | No | N/A | Substation | 230 kV | Planned | Claremont | Claremont | 2026 | CCPG | NA | Colorado | Yes | Jeffrey Hanson | 719-668-8125 | jhanson@csu.org | 2026-1382 | [34 empty] | 2024-01-31 16:02 |  | 2024-02-01 | 2022-02-01 16:34
1383 | Imperial Irrigation District | Ramon-Mirage ck #2 | Add additional circuit between IID's Ramon 230kV Substation and SCE's Mirage 230kV Substation | Reliability | Reliability | No | N/A | Transmission Line | 230 kV | Planned | Ramon 230kV | Mirage 230kV | 2025 | SWAT | 1 | California | Yes | Jesus Martinez | 760-339-0574 | jamartinez@iid.com | 2025-1383 | [34 empty] | 2024-02-01 14:50 |  | 2024-02-05 | 2022-01-19 14:07
1384 | Imperial Irrigation District | Path 42 RAS Revision and Rating Increase | Increase current RAS to trip IID generation under certain critical contingencies within IID's and SCE's electrical systems | Reliability | Reliability | No | N/A | Other | 230 kV | Planned | IID's 230kV Calipatria Switching Station | Renewable Independent Power Producing generation collected at IID's Coachella Valley 230kV Substation | 2024 | SWAT | NA | California | Yes | Jesus Martinez | 760-339-0574 | jamartinez@iid.com | 2024-1384 | [34 empty] | 2024-02-01 14:54 |  | 2024-02-05 | 2022-01-31 15:11
1385 | Imperial Irrigation District | Conceptual Nelson SS-Dune 230kV ck | A new 230kV tie between IID's Nelson Switching Station and the jointly owned Dune substation | To utilize stranded capacity on HANG 2 | Economic and Resource Planning | Yes | N/A | Transmission Line | 230 kV | Conceptual | Dune 230kV | Nelson Switching Station 230kV | 2029 | SWAT | 8.5 | California | Yes | Jesus Martinez | 760-339-0574 | jamartinez@iid.com | 2029-1385 | [34 empty] | 2024-01-31 15:22 |  | 2024-02-05 | 2022-01-19 15:35
1386 | Los Angeles Department of Water and Power | Upgrade Toluca-Hollywood Line 1 Underground Cable | Upgrade Toluca-Hollywood Line 1 Underground Cable | Improve Reliability Due to OTC Retirements | Public Policy/Reliability | No | N/A | Transmission Line | 230 kV | Planned | Toluca Station | Hollywood Station | 2027 | SWAT | 8.51 | California | Yes | Jose Diaz / Michael Granados / Ryan Afshar | 213-367-3819 / 213-367-4133 / 213-367-3192 | Jose.Diaz@LADWP.com / Michael.Granados@LADWP.com /Ryan.Afshar@LADWP.com | 2027-1386 | [34 empty] | 2024-02-02 15:45 |  | 2024-02-07 | 2022-02-01 17:31
1387 | Los Angeles Department of Water and Power | Upgrade Rinaldi - Airway Lines 1 and 2 | Upgrade Rinaldi - Airway Lines 1 and 2 | Improve Reliability | Primarily Reliability & Secondarily Public Policy | Yes | N/A | Transmission Line | 230 kV | Planned | Rinaldi Station | Airway Station | 2029 | SWAT | 32.14 | California | Yes | Jose Diaz / Michael Granados | 213-367-3819 / 213-367-4133 | Jose.Diaz@LADWP.com / Michael.Granados@LADWP.com | 2029-1387 | [34 empty] | 2024-02-02 15:46 |  | 2024-02-07 | 2022-01-18 15:59
1388 | Los Angeles Department of Water and Power | Add voltage support in the LA Basin | New Wilmington (RS-C) 138kV Shunt Capacitors Construction 66 MVAR (2x33 MVAR) for voltage support | Improve Reliability | Primarily reliability & secondarily public policy | Yes | N/A | Other | 138 kV | Under Construction | Wilmington Station | Wilmington Station | 2024 | SWAT | NA | California | Yes | Jose Diaz / Michael Granados | 213-367-3819 / 213-367-4133 | Jose.Diaz@LADWP.com / Michael.Granados@LADWP.com | 2024-1388 | [34 empty] | 2024-02-02 06:55 |  | 2024-02-07 | 2022-02-01 17:33
1389 | Los Angeles Department of Water and Power | New RS-B Rack A and Bank A | New RS-B Rack A and Bank A | Meet new load growth for Los Angeles basin | Reliability | No | N/A | Other | 230 kV | Under Construction | Century Station | Century Station | 2024 | SWAT | NA | California | Yes | Jose Diaz / Michael Granados | 213-367-3819 / 213-367-4133 | Jose.Diaz@LADWP.com / Michael.Granados@LADWP.com | 2024-1389 | [34 empty] | 2024-02-02 07:05 |  | 2024-02-07 | 2022-02-01 17:33
1391 | Los Angeles Department of Water and Power | Clearance Mitigation Upgrade for Adelanto-Toluca Line 1 | Clearance Mitigation Upgrade for Adelanto-Toluca Line 1 | Meet RPS Requirement/Increase transfer capability | Primarily Reliability & Secondarily Public Policy | N/A | N/A | Transmission Line | 500 kV AC | Planned | Adelanto Substation | Toluca Substation | 2026 | SWAT | 68.62 | California | Yes | Jose Diaz / Michael Granados / Ryan Afshar | 213-367-3819 / 213-367-4133 / 213-367-3192 | Jose.Diaz@LADWP.com / Michael.Granados@LADWP.com /Ryan.Afshar@LADWP.com | 2026-1391 | [34 empty] | 2024-02-02 15:46 |  | 2024-02-07 | 2022-02-01 17:46
1392 | Los Angeles Department of Water and Power | Clearance Mitigation Upgrade for Victorville Rinaldi Line 1 | Clearance Mitigation Upgrade for Victorville Rinaldi Line 1 | Meet RPS Requirement/Increase transfer capability | Primarily Reliability & Secondarily Public Policy | N/A | N/A | Transmission Line | 500 kV AC | Under Construction | Victorville Substation | Rinaldi Substation | 2024 | SWAT | 85.84 | California | Yes | Jose Diaz / Michael Granados / Ryan Afshar | 213-367-3819 / 213-367-4133 / 213-367-3192 | Jose.Diaz@LADWP.com / Michael.Granados@LADWP.com /Ryan.Afshar@LADWP.com | 2024-1392 | [34 empty] | 2024-02-07 08:41 |  | 2024-02-07 | 2022-02-01 17:48
1394 | Los Angeles Department of Water and Power | Upgrade RS-K Bus 1 and 2 | Upgrade RS-K Bus 1 and 2 | Improve Reliability | Reliability | No | N/A | Substation | 138 kV | Under Construction | Receiving Station K | Receiving Station K | 2024 | SWAT | NA | California | Yes | Jose Diaz / Michael Granados / Ryan Afshar | 213-367-3819 / 213-367-4133 / 213-367-3192 | Jose.Diaz@LADWP.com / Michael.Granados@LADWP.com /Ryan.Afshar@LADWP.com | 2024-1394 | [34 empty] | 2024-02-02 14:54 |  | 2024-02-07 | 2022-02-01 17:35
1395 | Los Angeles Department of Water and Power | Adelanto-Rinaldi Line 1 Clearance Mitigation | Clearance Mitigation Upgrade Adelanto Rinaldi | Meet RPS Requirement/Increase transfer capability | Primarily Reliability & Secondarily Public Policy | No | N/A | Transmission Line | 500 kV AC | Planned | Adelanto Station | Rinaldi Station | 2026 | SWAT | 77.57 | California | Yes | Jose Diaz / Michael Granados / Ryan Afshar | 213-367-3819 / 213-367-4133 / 213-367-3192 | Jose.Diaz@LADWP.com / Michael.Granados@LADWP.com /Ryan.Afshar@LADWP.com | 2026-1395 | [34 empty] | 2024-02-02 15:46 |  | 2024-02-07 | 2022-02-01 17:41
1396 | Salt River Project | Coolidge Expansion Project | The existing Pinal Central to Browning 500 kV transmission line will be looped in and out of the new 500 kV switchyard resulting in a Pinal Central to new 500 kV switchyard transmission line, and a new 500 kV switchyard to Browning 500 kV transmission line. In addition, three new generator tie lines will traverse from the new generating facilities to the new 500 kV switchyard. | Generation delivery point | Generation | No | N/A | Substation | 500 kV AC | Planned | Approximately 100 acres south of Coolidge, AZ south of and adjacent to the existing Coolidge Generating Station | New 500 kV gen-tie and switchyard at existing Coolidge Generation Station | 2026 | SWAT | NA | Arizona | Yes | Daniel McGuire | 602.236.3818 | daniel.mcguire@srpnet.com | 2026-1396 | [34 empty] | 2024-01-31 14:16 |  | 2024-02-02 | 2022-02-01 16:15
1397 | Salt River Project | Browning 500/230 kV Transformer 3 | Add a third Browning 500/230 kV transformer | Increase load serving and transformation capacity in the area | Reliability | No | N/A | Substation | 500 kV AC | Planned | Browning 500 kV | Browning 230 kV | 2024 | SWAT | NA | Arizona | Yes | Daniel McGuire | 602.236.3818 | daniel.mcguire@srpnet.com | 2024-1397 | [34 empty] | 2024-01-31 08:42 |  | 2024-02-02 | 2022-01-27 15:02
1398 | Salt River Project | Browning 500/230 kV Transformer 4 | Add a fourth Browning 500/230 kV transformer | Increase load serving and transformation capacity in the area | Reliability | No | N/A | Substation | 500 kV AC | Planned | Browning 500 kV | Browning 230 kV | 2025 | SWAT | NA | Arizona | Yes | Daniel McGuire | 602.236.3818 | daniel.mcguire@srpnet.com | 2025-1398 | [34 empty] | 2024-01-31 08:12 |  | 2024-02-02 | 2022-01-27 15:01
1399 | Salt River Project | High-Tech Interconnect Project (HIP): Henshaw - Parlett 230 kV lines | The project consists of a new double circuit 230 kV line from the Henshaw Substation to a new 230 kV Substation (Parlett) located on the Customer’s property at the northeast corner of Old Price Road and Chandler Heights Road in the City of Chandler. This portion of the project is now in service. It also includes a new 230 kV line from the Parlett Substation to the Schrader Substation. This line will be constructed with infrastructure that could support a second circuit in the future. It is anticipated that certain portions of these lines will be located underground. | The HIP will provide high-voltage transmission system additions required to meet the power needs of Intel’s expansion while increasing capacity and reliability for existing and future businesses within the Price Road Corridor. | Reliability | No | N/A | Transmission Line | 230 kV | In-Service | Henshaw 230 kV | Parlett 230 kV | 2023 | SWAT | 7 | Arizona | Yes | Daniel McGuire | 602.236.3818 | daniel.mcguire@srpnet.com | 2023-1399 | [34 empty] | 2024-01-30 12:57 |  | 2024-02-02 | 2022-01-28 09:17
1400 | Salt River Project | Project Huckleberry | The project consists of one new double-circuit 230 kV transmission line that bisects and connects the future Scott – Browning 230 kV transmission line to a new 230/69 kV substation (Prickly Pear) located near the southeast corner of Elliot Road and Ellsworth Road in the City of Mesa. The new 230 kV transmission line will be located south of drainage feature on the State of Arizona land. | This is a single customer requested project and is not triggered by system load growth. | Reliability | No | N/A | Transmission Line | 230 kV | Under Construction | Section of Browning – Scott 230 kV Line | Section of Browning – Scott 230 kV Line | 2024 | SWAT | 0.5 | Arizona | Yes | Daniel McGuire | 602.236.3818 | daniel.mcguire@srpnet.com | 2024-1400 | [34 empty] | 2024-01-29 12:47 |  | 2024-02-02 | 2022-01-28 09:36
1401 | Salt River Project | Reconductor Anderson - Kyrene 230 kV | Adds a new Anderson - Kyrene 230 kV circuit. | To mitigate thermal issues. | Reliability | No | N/A | Transmission Line | 230 kV | Planned | Anderson 230 kV | Kyrene 230 kV | 2028 | SWAT | 10.4 | Arizona | Yes | Daniel McGuire | 602.236.3818 | daniel.mcguire@srpnet.com | 2028-1401 | [34 empty] | 2024-01-31 08:32 |  | 2024-02-02 | 2022-01-28 10:49
1402 | Salt River Project | Reconductor Corbell - Santan 230 kV | Reconductor Corbell - Santan 230 kV with higher rated conductor. | To mitigate thermal issues. | Reliability | No | N/A | Transmission Line | 230 kV | Withdrawn | Corbell 230 kV | Santan 230 kV | TBD | SWAT | 6.7 | Arizona | Yes | Daniel McGuire | 602.236.3818 | daniel.mcguire@srpnet.com | TBD-1402 | [34 empty] | 2024-01-30 14:50 |  | 2024-02-02 | 2022-01-28 12:05
1403 | Salt River Project | Reconductor Orme - Rudd 230 kV #1 | Reconductor Orme - Rudd 230 kV with higher rated conductor. | To mitigate thermal issues. | Reliability | No | N/A | Transmission Line | 230 kV | Planned | Orme 230 kV | Rudd 230 kV | 2024 | SWAT | 8.5 | Arizona | Yes | Daniel McGuire | 602.236.3818 | daniel.mcguire@srpnet.com | 2024-1403 | [34 empty] | 2024-01-29 10:10 |  | 2024-02-02 | 2022-01-28 12:50
1404 | Salt River Project | Reconductor Orme - Rudd 230 kV #2 | Reconductor Orme - Rudd 230 kV #2 line with higher rated conductor. | To mitigate thermal issues. | Reliability | No | N/A | Transmission Line | 230 kV | Planned | Orme 230 kV | Rudd 230 kV | 2024 | SWAT | 8.5 | Arizona | Yes | Daniel McGuire | 602.236.3818 | daniel.mcguire@srpnet.com | 2024-1404 | [34 empty] | 2024-01-29 10:10 |  | 2024-02-02 | 2022-01-28 12:43
1405 | Western Area Power Administration - RMR | Glendo Podolak upgrade | Upgrade 69 kV to 115 kV | Reliability | Reliability | N/A | N/A | Transmission Line | 115 kV | Planned | Glendo | Podolak | 2024 | CCPG | NA | Colorado | Yes | Wisam Al sudani | 970-461-7550 | alsudani@wapa.gov | 2024-1405 | [34 empty] | 2024-01-26 10:54 |  | 2024-02-02 | 2022-01-31 19:42
1406 | Western Area Power Administration - RMR | Brush KY1A | Replace Transformer | Reliability | Reliability | N/A | N/A | Substation | 115 kV | Planned | Brush | Brush | 2025 | CCPG | NA | Colorado | Yes | Wisam Al sudani | 970-461-7550 | alsudani@wapa.gov | 2025-1406 | [34 empty] | 2024-01-26 10:55 |  | 2024-02-02 | 2022-01-31 19:44
1407 | Western Area Power Administration - RMR | Weld KV1A | Replace transformer at Weld | Reliability | Condition/Age | N/A | N/A | Substation | 230 kV | Planned | Weld | Weld | 2023 | CCPG | NA | Colorado | Yes | Wisam Al sudani | 970-461-7550 | alsudani@wapa.gov | 2023-1407 | [34 empty] | 2024-01-26 10:56 |  | 2024-02-02 | 2022-01-31 19:47
1408 | Western Area Power Administration - RMR | Wiggins KY1A | Transformer Replacement | Reliability | Condition/Age | N/A | N/A | Substation | 115 kV | Planned | Wiggins | Wiggins | 2025 | CCPG | NA | Colorado | Yes | Wisam Alsudani | 970-461-7550 | alsudani@wapa.gov | 2025-1408 | [34 empty] | 2024-01-26 10:56 |  | 2024-02-02 | 2022-01-31 19:48
1409 | Sacramento Municipal Utility District | Coyote Creek 230 kV Switching Station | Construct a new switching station to interconnect the Coyote Creek generation and loop the Cordova-Lake 230 kV line into the switching station. | To interconnect the Coyote Creek generation project to the SMUD transmission system. | Generation Interconnection | No | N/A | Substation | 230 kV | Planned | Cordova-Lake 230 kV line | Cordova-Lake 230 kV line | 2027 | SSPG | NA | California | Yes | Foung Mua | 916-732-7041 | Foung.Mua@smud.org | 2027-1409 | [34 empty] | 2024-01-31 09:19 |  | 2024-02-02 | 2022-02-08 15:34
1410 | Platte River Power Authority | Longs Peak 230/115kV T1 Transformer Replacement | Replace 230/115kV transformer T1 with new transformer. | Improve system reliability in the Longmont area. Existing transformer was installed 1976. | Reliability | No | N/A | Substation | 230 kV | Planned | Longs Peak 230kV | Longs Peak 115kV | 2025 | CCPG | NA | Colorado | Yes | Jeremy Brownrigg | 970-266-7979 | brownriggj@prpa.org | 2025-1410 | [34 empty] | 2022-02-10 11:00 |  | 2022-02-11 | 2022-02-10 11:00
1411 | Platte River Power Authority | Drake - Timberline 115kV Line Rebuild | Replace several foundations and structures on transmission line. | Shore up and resolve signs of wear and tear. | Reliability | No | N/A | Transmission Line | 115 kV | Planned | Drake 115kV | Timberline 115kV | 2027 | CCPG |  | Colorado | Yes | Jeremy Brownrigg | 970-266-7979 | brownriggj@prpa.org | 2025-1411 | [34 empty] | 2022-02-10 11:10 |  | 2022-02-11 | 2022-02-10 11:10
1415 | SunZia Transmission, LLC | SunZia Transmission Project | +/-525kV HVDC bipole from central New Mexico (islanded) to Pinal County, AZ within 0.75 miles of Pinal Central Substation (SRP) | To provide transmission capacity for delivery of renewable energy resources. | Transmission transfer capability from renewable resources to PHX Valley region | N/A | N/A | Transmission Line | 500 kV DC | Under Construction | Pete Heinrich 500kVac Switching Station near Corona, NM (part of the SunZia Transmission Project) | Pinal Central 500kV substation near Coolidge, AZ (SRP) | 2025 | SWAT | 552 | Multiple | No | Deral Danis | 312-259-9989 | Transmission@PatternEnergy.com | 2025-1415 | https://patternenergy.com/projects/sunzia/ | Yes | Yes | Yes, SRP | Yes | Project financed | Quanta Infrastructure Solutions Group (QISG) is constructing the transmission line and converter stations through their subsidiary companies. HVDC equipment by Hitachi Energy. | Yes | Transmission Service between SunZia Transmission, LLC and its anchor tenant customer for 100% of the transmission rights was filed at FERC on 12/22/2022 and assigned Docket No. ER23-721-000. FERC accepted the Transmission Service Agreement on 2/16/2023. | Yes | yes | Yes | Yes | Yes | 3515.4 MW | Wind turbine generators | Pete Heinrich 345kVac Switching Station (f/k/a SunZia East Switching Station) in New Mexico | Primarily CAISO BAA which is supported by 2,131MW of long-term firm PtP transmission rights acquired by the anchor tenant in SRP (1500MW), WALC (300MW) and TEPC (331MW). | Yes | Yes | SunZia Transmission, LLC is a FERC-jurisdictional TSP with a filed and accepted OATT, TSA, and Generator Interconnection Agreement for the interconnected wind generation. | 1088 Sansome Street | San Francisco | USA | CA | 94111 | Deral Danis | Transmission@PatternEnergy.com | 888 Westheimer Road, Suite 350 | Houston | USA | TX | 77006 | (312)259-9989 |  |  | 2024-01-30 | 2022-02-28 15:58
1416 | El Paso Electric Company | Arroyo-Cox 69 kV to 115 kV (Arroyo-Moongate 115 kV line - Reconductor, Reconfiguration and Moongate-Apollo 115 kV line - Reconfiguration) | Arroyo-Cox 69 kV to 115 kV (Arroyo-Moongate 115 kV line - Reconductor, Reconfiguration and Moongate-Apollo 115 kV line - Reconfiguration). The removal of Cox 115/69 kV Substation has resulted in the conversion of the Cox to Apollo 69 kV line to 115 kV operation. This has also resulted in a reconfiguration of some lines resulting in the Arroyo to Apollo 115 kV line and Arroyo to Talavera 115 kV line. In 2027, the existing Arroyo to Apollo 115 kV line will be changed to an in-and-out configuration resulting in the Arroyo to Moongate 115 kV line and the Moongate to Apollo 115 kV line. | Load Serving | Load Serving | No | N/A | Transmission Line | 115 kV | Planned | Arroyo | Apollo | 2027 | SWAT | NA | New Mexico | Yes | David Tovar | (915)235-7010 | dav.tovar@epelectric.com | 2027-1416 | [34 empty] | 2024-01-03 13:45 |  | 2024-02-02 | 2022-03-09 12:03
1417 | El Paso Electric Company | In-and-Out into Otero 345 kV and In-and-Out into Picante 345 kV Substation from Caliente-Amrad 345 kV Line (Amrad-Otero-Picante) | In-and-Out into Otero 345 kV and In-and-Out into Picante 345 kV Substation from Caliente-Amrad 345 kV Line (Amrad-Otero-Picante) | Improves Reliability | Reliability | No | N/A | Transmission Line | 345 kV | In-Service | Amrad | Caliente | 2022 | SWAT | NA | Multiple | Yes | David Tovar | (915)235-7010 | dav.tovar@epelectric.com | 2022-1417 | [34 empty] | 2024-01-03 13:46 |  | 2024-02-02 | 2022-03-09 12:10
1418 | El Paso Electric Company | In-and-Out into Otero 345 kV and In-and-Out into Picante 345 kV Substation from Caliente-Amrad 345 kV Line (Picante to Caliente #2) | In-and-Out into Otero 345 kV and In-and-Out into Picante 345 kV Substation from Caliente-Amrad 345 kV Line (Picante to Caliente #2) | Improves Reliability | Reliability | No | N/A | Transmission Line | 345 kV | In-Service | Picante | Caliente | 2023 | SWAT | 7.26 | Texas | Yes | David Tovar | (915)235-7010 | dav.tovar@epelectric.com | 2023-1418 | [34 empty] | 2024-01-03 13:47 |  | 2024-02-02 | 2022-03-09 12:13
1419 | El Paso Electric Company | CE3-CE4 | CE3-CE4 | Reliability | Reliability | No | N/A | Transmission Line | 115 kV | Withdrawn | CE3 | CE4 | 2027 | SWAT | NA | Texas | Yes | David Tovar | (915)235-7010 | dav.tovar@epelectric.com | 2027-1419 | [34 empty] | 2024-01-03 13:47 |  | 2024-02-02 | 2022-04-13 14:16
1420 | El Rio Sol Transmission, LLC | RioSol Transmission Project | New 500kV AC line between NM and AZ | Renewable Energy Delivery | Provide access to renewable energy in southern AZ and NM; provide additional transmission capacity and reliability improvements to the regional transmission system | N/A | N/A | Transmission Line | 500 kV AC | Conceptual | RioSol East near Corona, NM | Pinal Central near Coolidge, AZ | 2030 | SWAT | 550 | Multiple | No | David Getts | (602)808-2004 | dgetts@southwesternpower.com | 2030-1420 |  | No |  | No | No |  |  | No |  | Yes | Yes | Yes | Yes | Yes | 1600 | wind | Agora 345kV | Arizona | No | No | El RioSol Transmission, LLC is the project entity. The RioSol Transmission Project is planned to have multiple interconnections to the existing transmission system in southern NM and southern Arizona. The WECC Three Rating Process is being initiated in Q1 2024, and expect to be completed by Q4 2025. | 3610 N. 44th Street | Phoenix | USA | AZ | 85018 | Mark Etherton | mark.etherton@transco.energy | 3610 N. 44th Street | Phoenix | USA | AZ | 85018 | (602) 809-0707 |  |  | 2024-01-30
1421 | Arizona Electric Power Cooperative | Greenlee Transformer Upgrade | New 345/230 kV autotransformer to replace the existing unit. | Replace old transformer. | Reliabiltiy | No | N/A | Other | 345 kV | Planned | AEPCO Greenlee Substation | AEPCO Greenlee Substation | 2024 | SWAT | NA | Arizona | Yes | Benjamin Borowiak | 520-221-1506 | bborowiak@azgt.coop | 2024-1421 | [34 empty] | 2024-01-30 12:51 |  | 2024-02-01 | 2024-01-30 12:51
1422 | Arizona Electric Power Cooperative | Pantano Transformer Upgrade | Replacement for the existing 230/115 kV Pantano autotransformer. | Replace old transfromer. | Reliability | No | N/A | Other | 230 kV | Planned | AEPCO Pantano Substation | AEPCO Pantano Substation | 2024 | SWAT | NA | Arizona | Yes | Benjamin Borowiak | 520-221-1506 | bborowiak@azgt.coop | 2024-1422 | [34 empty] | 2024-01-30 12:52 |  | 2024-02-01 | 2024-01-30 12:52
1423 | Arizona Electric Power Cooperative | Saguaro to Adonis 115 kV Connection | A new 115 kV interconnection between AEPCO's new Adonis substation and APS's Saguaro substation | Reliability | Reliability | No | N/A | Transmission Line | 115 kV | Under Construction | AEPCO Adonis Substation | APS Saguaro Substation | 2024 | SWAT | 8.35 | Arizona | Yes | Benjamin Borowiak | 520-221-1506 | bborowiak@azgt.coop | 2024-1423 | [34 empty] | 2024-01-30 11:41 |  | 2024-02-01 | 2024-01-30 11:41
1424 | Arizona Electric Power Cooperative | Adonis to Marana 115 kV Connection | Construction of a new 115 kV transmission line between AEPCO's Adonis and Marana substations | Reliability | Reliability | No | N/A | Transmission Line | 115 kV | Under Construction | AEPCO Adonis Substation | AEPCO Marana Substation | 2024 | SWAT | 8 | Arizona | Yes | Benjamin Borowiak | 520-221-1506 | bborowiak@azgt.coop | 2024-1424 | [34 empty] | 2024-01-30 11:47 |  | 2024-02-01 | 2024-01-30 11:47
1425 | Colorado Springs Utility | Horizon Transformer | Horizon 230/34.5kV Power Transformer Addition | Load Serving | System Load Growth | No | N/A | Substation | 230 kV | Planned | Horizon | Horizon | 2026 | CCPG | NA | Colorado | Yes | Jeffrey Hanson | 719-668-8125 | jhanson@csu.org | 2026-1425 | [34 empty] | 2024-01-31 16:10 |  | 2024-02-01 | 2024-01-31 16:10
1426 | Colorado Springs Utility | Fuller Transformer | Fuller 230/12.5kV Power Transformer Addition | Load Serving | System Load Growth | No | N/A | Substation | 230 kV | Under Construction | Fuller | Fuller | 2024 | CCPG | NA | Colorado | Yes | Jeffrey Hanson | 719-668-8125 | jhanson@csu.org | 2024-1426 | [34 empty] | 2024-01-31 16:15 |  | 2024-02-01 | 2024-01-31 16:15
1427 | Colorado Springs Utility | Central Bluffs Substation | New load serving substation on replacing Templeton Gap substation | Load Serving | System Load Growth - Reliability | No | N/A | Substation | 115 kV | Planned | Templeton Gap | Templeton Gap | 2026 | CCPG | NA | Colorado | Yes | Jeffrey Hanson | 719-668-8125 | jhanson@csu.org | 2026-1427 | [34 empty] | 2024-01-31 16:21 |  | 2024-02-01 | 2024-01-31 16:21
1428 | Colorado Springs Utility | Kelker-Central Bluff Line Uprate | 115kV Line Reconductor of Kelker-Central Bluff Line | Reliability - Thermal Overloads | Load Growth - Reliability | No | N/A | Transmission Line | 115 kV | Planned | Kelker | Central Bluff/Templeton | 2027 | CCPG | 5 | Colorado | Yes | Jeffrey Hanson | 719-668-8125 | jhanson@csu.org | 2027-1428 | [34 empty] | 2024-02-01 14:11 |  | 2024-02-01 | 2024-02-01 14:11
1429 | Colorado Springs Utility | Kelker-Rock Island Line Uprate | 115kV Line Reconductor of Kelker-Rock Island Line | Reliability - Thermal Overloads | Load Growth - Reliability | No | N/A | Transmission Line | 115 kV | Planned | Kelker | Rock Island | 2027 | CCPG | 3 | Colorado | Yes | Jeffrey Hanson | 719-668-8125 | jhanson@csu.org | 2027-1429 | [34 empty] | 2024-02-01 14:11 |  | 2024-02-01 | 2024-02-01 14:11
1430 | Colorado Springs Utility | North Plant-Central Bluff Line Uprate | 115kV Line Reconductor of North Plant-Central Bluff Line | Reliability - Thermal Overloads | Load Growth - Reliability | No | N/A | Transmission Line | 115 kV | Planned | Central Bluffs | North Plant | 2026 | CCPG | 3 | Colorado | Yes | Jeffrey Hanson | 719-668-8125 | jhanson@csu.org | 2026-1430 | [34 empty] | 2024-02-01 14:11 |  | 2024-02-01 | 2024-02-01 14:11
1431 | Colorado Springs Utility | Cottonwood-Kettle Creek Line Uprate | 115kV Line Reconductor of Cottonwood-Kettle Creek Line | Reliability - Thermal Overloads | Load Growth - Reliability | No | N/A | Transmission Line | 115 kV | Planned | Cottonwood | Kettle Creek | 2027 | CCPG | 1.5 | Colorado | Yes | Jeffrey Hanson | 719-668-8125 | jhanson@csu.org | 2027-1431 | [34 empty] | 2024-02-01 14:09 |  | 2024-02-01 | 2024-02-01 14:09
1432 | El Paso Electric Company | Eastlake Temporary Substation (New) and Related 115 kV line reconfiguration | Eastlake Temporary Substation (New) and Related 115 kV line reconfiguration | To accommodate load growth in East El Paso | Reliability | No | N/A | Substation | 115 kV | Planned | Eastlake | Eastlake | 2024 | SWAT | NA | Texas | Yes | David Tovar | (915)235-7010 | dav.tovar@epelectric.com | 2024-1432 | [34 empty] | 2024-01-03 13:47 |  | 2024-02-02 | 2024-01-03 13:47
1433 | El Paso Electric Company | Verde 115 kV Switching Station (New) and Related 115 kV Line Reconfiguration | Verde 115 kV Switching Station (New) and Related 115 kV Line Reconfiguration | This is a new switching station to connect to a generation addition. | Reliability | No | N/A | Substation | 115 kV | Planned | Verde | Verde | 2024 | SWAT | NA | New Mexico | Yes | David Tovar | (915)235-7010 | dav.tovar@epelectric.com | 2024-1433 | [34 empty] | 2024-01-03 13:48 |  | 2024-02-02 | 2024-01-03 13:48
1434 | El Paso Electric Company | Austin-Marlow 115 kV Line (Rebuild, Reconductor) | Austin-Marlow 115 kV Line (Rebuild, Reconductor) | Relieves potential thermal overloads under contingencies | Reliability | No | N/A | Transmission Line | 115 kV | Planned | Austin | Marlow | 2024 | SWAT | 1.18 | Texas | Yes | David Tovar | (915)235-7010 | dav.tovar@epelectric.com | 2024-1434 | [34 empty] | 2024-01-03 13:48 |  | 2024-02-02 | 2024-01-03 13:48
1435 | El Paso Electric Company | Clint-Valley 69 kV Line (Rebuild, Reconductor) | Clint-Valley 69 kV Line (Rebuild, Reconductor) | Relieves potential thermal overloads under contingencies. | Reliability | No | N/A | Transmission Line | Below 115 kV | Planned | Clint | Valley | 2024 | SWAT | 3.31 | Texas | Yes | David Tovar | (915)235-7010 | dav.tovar@epelectric.com | 2024-1435 | [34 empty] | 2024-01-03 13:49 |  | 2024-02-02 | 2024-01-03 13:49
1436 | El Paso Electric Company | Lane-Americas 69 kV Line (Reconductor) | Lane-Americas 69 kV Line (Reconductor) | Relieves potential thermal overloads under contingencies. | Reliability | No | N/A | Transmission Line | Below 115 kV | Planned | Lane | Americas | 2024 | SWAT | 3.62 | Texas | Yes | David Tovar | (915)235-7010 | dav.tovar@epelectric.com | 2024-1436 | [34 empty] | 2024-01-03 13:49 |  | 2024-02-02 | 2024-01-03 13:49
1437 | El Paso Electric Company | Lane-Wrangler 115 kV Line (Rebuild, Reconductor) | Lane-Wrangler 115 kV Line (Rebuild, Reconductor) | Relieves potential thermal overloads under contingencies. | Reliability | No | N/A | Transmission Line | 115 kV | Planned | Lane | Wrangler | 2024 | SWAT | 1.04 | Texas | Yes | David Tovar | (915)235-7010 | dav.tovar@epelectric.com | 2024-1437 | [34 empty] | 2024-01-03 13:49 |  | 2024-02-02 | 2024-01-03 13:49
1438 | El Paso Electric Company | Rio Bosque-Ascarate 69 kV Line (Reconductor) | Rio Bosque-Ascarate 69 kV Line (Reconductor) | Relieves potential thermal overloads under contingencies. | Reliability | No | N/A | Transmission Line | Below 115 kV | Planned | Rio Bosque | Ascarate | 2024 | SWAT | 10.21 | Texas | Yes | David Tovar | (915)235-7010 | dav.tovar@epelectric.com | 2024-1438 | [34 empty] | 2024-01-03 13:50 |  | 2024-02-02 | 2024-01-03 13:50
1439 | El Paso Electric Company | Sparks-Felipe 69 kV Line (Rebuild, Reconductor) | Sparks-Felipe 69 kV Line (Rebuild, Reconductor) | Relieves potential thermal overloads under contingencies. | Reliability | No | N/A | Transmission Line | Below 115 kV | Planned | Sparks | Felipe | 2024 | SWAT | 12.87 | Texas | Yes | David Tovar | (915)235-7010 | dav.tovar@epelectric.com | 2024-1439 | [34 empty] | 2024-01-03 13:50 |  | 2024-02-02 | 2024-01-03 13:50
1440 | El Paso Electric Company | Westside Temporary Substation (New) and Related 115 kV Line Reconfiguration | Westside Temporary Substation (New) and Related 115 kV Line Reconfiguration | Reliability and load growth | Reliability and load growth | No | N/A | Substation | 115 kV | Planned | Westside Temporary | Westside Temporary | 2024 | SWAT | NA | Texas | Yes | David Tovar | (915)235-7010 | dav.tovar@epelectric.com | 2024-1440 | [34 empty] | 2024-01-03 13:50 |  | 2024-02-02 | 2024-01-03 13:50
1441 | El Paso Electric Company | Ascarate-Trowbridge 115 kV Line (Reconductor) | Ascarate-Trowbridge 115 kV Line (Reconductor) | Relieves potential thermal overloads under contingencies. | Reliability | No | N/A | Transmission Line | 115 kV | Planned | Ascarate | Trowbridge | 2025 | SWAT | 0.54 | Texas | Yes | David Tovar | (915)235-7010 | dav.tovar@epelectric.com | 2025-1441 | [34 empty] | 2024-01-03 13:50 |  | 2024-02-02 | 2024-01-03 13:50
1442 | El Paso Electric Company | Hawkins Substation 69 kV (New) and Line Reconfiguration | Hawkins Substation 69 kV (New) and Line Reconfiguration | To accommodate load growth | Reliability | No | N/A | Substation | Below 115 kV | Planned | Hawkins | Hawkins | 2025 | SWAT | NA | Texas | Yes | David Tovar | (915)235-7010 | dav.tovar@epelectric.com | 2025-1442 | [34 empty] | 2024-01-03 13:51 |  | 2024-02-02 | 2024-01-03 13:51
1443 | El Paso Electric Company | Horizon-San Felipe 115 kV Line (New) | Horizon-San Felipe 115 kV Line (New) | Reliability | Reliability | No | N/A | Transmission Line | 115 kV | Planned | Horizon | San Felipe | 2025 | SWAT | 25.39 | Texas | Yes | David Tovar | (915)235-7010 | dav.tovar@epelectric.com | 2025-1443 | [34 empty] | 2024-01-03 13:51 |  | 2024-02-02 | 2024-01-03 13:51
1444 | El Paso Electric Company | Pellicano-Montwood 115 kV Line (Reconductor) | Pellicano-Montwood 115 kV Line (Reconductor) | Relieves potential thermal overloads under contingencies. | Reliability | No | N/A | Transmission Line | 115 kV | Planned | Pellicano | Montwood | 2025 | SWAT | 3.8 | Texas | Yes | David Tovar | (915)235-7010 | dav.tovar@epelectric.com | 2025-1444 | [34 empty] | 2024-01-03 13:51 |  | 2024-02-02 | 2024-01-03 13:51
1445 | El Paso Electric Company | WS2 Substation (New) and Related 115 kV Line Reconfiguration | WS2 Substation (New) and Related 115 kV Line Reconfiguration | Reliability, Load Growth, and System Reconfiguration | Reliability | No | N/A | Substation | 115 kV | Planned | WS2 | WS2 | 2025 | SWAT | NA | Texas | Yes | David Tovar | (915)235-7010 | dav.tovar@epelectric.com | 2025-1445 | [34 empty] | 2024-01-03 13:51 |  | 2024-02-02 | 2024-01-03 13:51
1446 | El Paso Electric Company | Americas-Passmore 69 kV Line (Reconductor) | Americas-Passmore 69 kV Line (Reconductor) | Relieves potential thermal overloads under contingencies. | Reliability | No | N/A | Transmission Line | Below 115 kV | Planned | Americas | Passmore | 2026 | SWAT | 6.69 | Texas | Yes | David Tovar | (915)235-7010 | dav.tovar@epelectric.com | 2026-1446 | [34 empty] | 2024-01-03 13:52 |  | 2024-02-02 | 2024-01-03 13:52
1447 | El Paso Electric Company | Eastlake Substation (New) and Related 115 kV Line Reconductor and Reconfiguration | Eastlake Substation (New) and Related 115 kV Line Reconductor and Reconfiguration | Reliability, Load Growth, and System Reconfiguration | Reliability | No | N/A | Substation | 115 kV | Planned | Eastlake | Eastlake | 2026 | SWAT | NA | Texas | Yes | David Tovar | (915)235-7010 | dav.tovar@epelectric.com | 2026-1447 | [34 empty] | 2024-01-02 14:57 |  | 2024-02-02 | 2024-01-02 14:57
1448 | El Paso Electric Company | Passmore Substation (New) and Related 69 kV Line Reconductor and Reconfiguration | Passmore Substation (New) and Related 69 kV Line Reconductor and Reconfiguration | Reliability, Load Growth, and System Reconfiguration | Reliability | No | N/A | Substation | Below 115 kV | Planned | Passmore | Passmore | 2026 | SWAT | NA | Texas | Yes | David Tovar | (915)235-7010 | dav.tovar@epelectric.com | 2026-1448 | [34 empty] | 2024-01-02 15:00 |  | 2024-02-02 | 2024-01-02 15:00
1449 | El Paso Electric Company | Wrangler-Eastlake 115 kV Line (Rebuild, Reconductor) | Wrangler-Eastlake 115 kV Line (Rebuild, Reconductor) | Relieves potential thermal overloads under contingencies. | Reliability | No | N/A | Transmission Line | 115 kV | Planned | Wrangler | Eastlake | 2027 | SWAT | 1.53 | Texas | Yes | David Tovar | (915)235-7010 | dav.tovar@epelectric.com | 2027-1449 | [34 empty] | 2024-01-03 13:52 |  | 2024-02-02 | 2024-01-03 13:52
1450 | El Paso Electric Company | Arroyo Variable Line Shunt Reactor (50-100 MVAR) on the Arroyo end of the West Mesa-Arroyo 345 kV Line | Arroyo Variable Line Shunt Reactor (50-100 MVAR) on the Arroyo end of the West Mesa-Arroyo 345 kV Line | Voltage Support and Line Switching | Reliability | No | N/A | Other | 345 kV | Planned | Arroyo | Arroyo | 2027 | SWAT | NA | New Mexico | Yes | David Tovar | (915)235-7010 | dav.tovar@epelectric.com | 2027-1450 | [34 empty] | 2024-01-03 13:53 |  | 2024-02-02 | 2024-01-03 13:53
1451 | El Paso Electric Company | Newman 2 Thermal Generation Conversion to Synchronous Condenser | Newman 2 Thermal Generation Conversion to Synchronous Condenser | Voltage, reactive, inertial, reliability support | Reliability | No | N/A | Other | 115 kV | Planned | Newman | Newman | 2027 | SWAT | NA | Texas | Yes | David Tovar | (915)235-7010 | dav.tovar@epelectric.com | 2027-1451 | [34 empty] | 2024-01-03 11:02 |  | 2024-02-02 | 2024-01-03 11:02
1452 | El Paso Electric Company | Afton North-Airport 345 kV Line (New) | Afton North-Airport 345 kV Line (New) | The purpose of this transmission line is to improve reliability to Airport Substation. | Reliability | No | N/A | Transmission Line | 345 kV | Planned | Afton North | Airport | 2028 | SWAT | 14 | New Mexico | Yes | David Tovar | (915)235-7010 | dav.tovar@epelectric.com | 2028-1452 | [34 empty] | 2024-01-03 10:33 |  | 2024-02-02 | 2024-01-03 10:33
1453 | El Paso Electric Company | Afton-Newman 345kV Line Reconfiguration | Afton-Newman 345kV Line Reconfiguration | Reliability, Reconfiguration | Reliability | No | N/A | Transmission Line | 345 kV | Planned | Afton | Newman | 2028 | SWAT | NA | Multiple | Yes | David Tovar | (915)235-7010 | dav.tovar@epelectric.com | 2028-1453 | [34 empty] | 2024-01-03 11:02 |  | 2024-02-02 | 2024-01-03 11:02
1454 | El Paso Electric Company | Airport 345/115 kV Autotransformer (New) | Airport 345/115 kV Autotransformer (New) | Load serving, load growth, reliability, and reconfiguration | Reliability | No | N/A | Other | 345 kV | Planned | Airport | Airport | 2028 | SWAT | NA | New Mexico | Yes | David Tovar | (915)235-7010 | dav.tovar@epelectric.com | 2028-1454 | [34 empty] | 2024-01-03 11:02 |  | 2024-02-02 | 2024-01-03 11:02
1455 | El Paso Electric Company | Airport 345/115/24 kV Substation | Airport 345/115/24 kV Substation | Load serving, load growth, reliability, and reconfiguration | Reliability | No | N/A | Substation | 345 kV | Planned | Airport | Airport | 2028 | SWAT | NA | New Mexico | Yes | David Tovar | (915)235-7010 | dav.tovar@epelectric.com | 2028-1455 | [34 empty] | 2024-01-03 11:01 |  | 2024-02-02 | 2024-01-03 11:01
1456 | El Paso Electric Company | Marvin (FE6) 115 kV New Full Substation | Marvin (FE6) 115 kV New Full Substation | Load serving, load growth | Reliability | N/A | N/A | Substation | 115 kV | Planned | Marvin | Marvin | 2028 | SWAT | NA | Texas | Yes | David Tovar | (915)235-7010 | dav.tovar@epelectric.com | 2028-1456 | [34 empty] | 2024-01-03 10:52 |  | 2024-02-02 | 2024-01-03 10:52
1457 | El Paso Electric Company | Artesia/Eddy HVDC Tie Replacement (New) | Artesia/Eddy HVDC Tie Replacement (New) | Reliability, Equipment replacement | Reliability | N/A | N/A | Other | 345 kV | Planned | Artesia | Artesia | 2028 | SWAT | NA | New Mexico | Yes | David Tovar | (915)235-7010 | dav.tovar@epelectric.com | 2028-1457 | [34 empty] | 2024-01-03 10:56 |  | 2024-02-02 | 2024-01-03 10:56
1458 | El Paso Electric Company | WS1 Substation (New) and Related 115 kV Line Reconfiguration | WS1 Substation (New) and Related 115 kV Line Reconfiguration | Reliability and load growth | Reliability and load growth | No | N/A | Substation | 115 kV | Planned | WS1 | WS1 | 2028 | SWAT | NA | Texas | Yes | David Tovar | (915)235-7010 | dav.tovar@epelectric.com | 2028-1458 | [34 empty] | 2024-01-03 11:00 |  | 2024-02-02 | 2024-01-03 11:00
1459 | El Paso Electric Company | McNutt Substation (New) and Related 115 kV Line Reconfiguration | McNutt Substation (New) and Related 115 kV Line Reconfiguration | Reliability and load growth | Reliability and load growth | No | N/A | Substation | 115 kV | Planned | McNutt | McNutt | 2028 | SWAT | NA | New Mexico | Yes | David Tovar | (915)235-7010 | dav.tovar@epelectric.com | 2028-1459 | [34 empty] | 2024-01-03 11:07 |  | 2024-02-02 | 2024-01-03 11:07
1460 | El Paso Electric Company | Near Macho 345 kV Substation, Airport to Near Macho Springs 345 kV line and Related 345 kV Line Reconfiguration | Near Macho 345 kV Substation, Airport to Near Macho Springs 345 kV line and Related 345 kV Line Reconfiguration | Reliability | Reliability | No | N/A | Transmission Line | 345 kV | Conceptual | Near Macho Springs | Airport | 2028 | SWAT | 47.76 | New Mexico | Yes | David Tovar | (915)235-7010 | dav.tovar@epelectric.com | 2028-1460 | [34 empty] | 2024-01-03 11:16 |  | 2024-02-02 | 2024-01-03 11:16
1461 | El Paso Electric Company | Caliente-MPS 115 kV Circuits 2 & 3 Common Structure Separation | Caliente-MPS 115 kV transmission lines Circuits 2 & 3 Common Structure Separation | Reliability | Reliability | No | N/A | Transmission Line | 115 kV | Conceptual | Caliente | MPS | 2026 | SWAT | 3.1 | Texas | Yes | David Tovar | (915)235-7010 | dav.tovar@epelectric.com | 2026-1461 | [34 empty] | 2024-01-03 11:23 |  | 2024-02-02 | 2024-01-03 11:23
1462 | El Paso Electric Company | EA1 Substation (New) and Related 115 kV Line Reconfiguration | EA1 Substation (New) and Related 115 kV Line Reconfiguration | Reliability and load growth | Reliability and load growth | No | N/A | Substation | 115 kV | Planned | EA1 | EA1 | 2029 | SWAT | NA | Texas | Yes | David Tovar | (915)235-7010 | dav.tovar@epelectric.com | 2029-1462 | [34 empty] | 2024-01-03 13:56 |  | 2024-02-02 | 2024-01-03 13:56
1463 | El Paso Electric Company | FE7 115 kV Substation (New) and Related 115 kV Line Reconfiguration | FE7 115 kV Substation (New) and Related 115 kV Line Reconfiguration | Reliability and load growth | Reliability and load growth | No | N/A | Substation | 115 kV | Planned | FE7 | FE7 | 2029 | SWAT | NA | Texas | Yes | David Tovar | (915)235-7010 | dav.tovar@epelectric.com | 2029-1463 | [34 empty] | 2024-01-03 13:56 |  | 2024-02-02 | 2024-01-03 13:56
1464 | El Paso Electric Company | Caliente 345/115 kV Autotransformer T3 (New) | Caliente 345/115 kV Autotransformer T3 (New) | Reliability, Relieves potential thermal overloads under contingencies. | Reliability | No | N/A | Other | 345 kV | Planned | Caliente | Caliente | 2030 | SWAT | NA | Texas | Yes | David Tovar | (915)235-7010 | dav.tovar@epelectric.com | 2030-1464 | [34 empty] | 2024-01-03 13:57 |  | 2024-02-02 | 2024-01-03 13:57
1465 | El Paso Electric Company | CE4-Executive 115 kV Line (New) | CE4-Executive 115 kV Line (New) | Reliability | Reliability | No | N/A | Transmission Line | 115 kV | Planned | CE4 | Executive | 2030 | SWAT | 0.45 | Texas | Yes | David Tovar | (915)235-7010 | dav.tovar@epelectric.com | 2030-1465 | [34 empty] | 2024-01-03 12:49 |  | 2024-02-02 | 2024-01-03 12:49
1466 | El Paso Electric Company | Marlow-Trowbridge 115 kV Line (Rebuild, Reconductor) | Marlow-Trowbridge 115 kV Line (Rebuild, Reconductor) | Relieves potential thermal overloads under contingencies. | Reliability | No | N/A | Transmission Line | 115 kV | Planned | Marlow | Trowbridge | 2030 | SWAT | 1.22 | Texas | Yes | David Tovar | (915)235-7010 | dav.tovar@epelectric.com | 2030-1466 | [34 empty] | 2024-01-03 12:52 |  | 2024-02-02 | 2024-01-03 12:52
1467 | El Paso Electric Company | Newman-McCombs 115 kV Line Circuit 1 (Reconductor) | Newman-McCombs 115 kV Line Circuit 1 (Reconductor) | Relieves potential thermal overloads under contingencies. | Reliability | No | N/A | Transmission Line | 115 kV | Planned | Newman | McCombs | 2030 | SWAT | 6.61 | Texas | Yes | David Tovar | (915)235-7010 | dav.tovar@epelectric.com | 2030-1467 | [34 empty] | 2024-01-03 12:56 |  | 2024-02-02 | 2024-01-03 12:56
1468 | El Paso Electric Company | Newman-McCombs 115 kV Line Circuit 2 (Reconductor) | Newman-McCombs 115 kV Line Circuit 2 (Reconductor) | Relieves potential thermal overloads under contingencies. | Reliability | No | N/A | Transmission Line | 115 kV | Planned | Newman | McCombs | 2030 | SWAT | 6.61 | Texas | Yes | David Tovar | (915)235-7010 | dav.tovar@epelectric.com | 2030-1468 | [34 empty] | 2024-01-03 12:58 |  | 2024-02-02 | 2024-01-03 12:58
1469 | El Paso Electric Company | Copper Thermal Generation Conversion to Synchronous Condenser | Copper Thermal Generation Conversion to Synchronous Condenser | Voltage, reactive, inertial, reliability support | Reliability | No | N/A | Other | 115 kV | Planned | Copper | Copper | 2030 | SWAT | NA | Texas | Yes | David Tovar | (915)235-7010 | dav.tovar@epelectric.com | 2030-1469 | [34 empty] | 2024-01-03 13:04 |  | 2024-02-02 | 2024-01-03 13:04
1470 | El Paso Electric Company | NE3 Substation (New) and Related 115 kV Line Reconfiguration | NE3 Substation (New) and Related 115 kV Line Reconfiguration | Reliability, Load Growth, and System Reconfiguration | Reliability | No | N/A | Substation | 115 kV | Planned | NE3 | NE3 | 2031 | SWAT | NA | Texas | Yes | David Tovar | (915)235-7010 | dav.tovar@epelectric.com | 2031-1470 | [34 empty] | 2024-01-03 13:08 |  | 2024-02-02 | 2024-01-03 13:08
1471 | El Paso Electric Company | Newman 3 Thermal Generation Conversion to Synchronous Condenser | Newman 3 Thermal Generation Conversion to Synchronous Condenser | Voltage, reactive, inertial, reliability support | Reliability | No | N/A | Other | 115 kV | Planned | Newman | Newman | 2032 | SWAT | NA | Texas | Yes | David Tovar | (915)235-7010 | dav.tovar@epelectric.com | 2032-1471 | [34 empty] | 2024-01-03 13:12 |  | 2024-02-02 | 2024-01-03 13:12
1472 | El Paso Electric Company | Newman 4 ST Thermal Generation Conversion to Synchronous Condenser | Newman 4 ST Thermal Generation Conversion to Synchronous Condenser | Voltage, reactive, inertial, reliability support | Reliability | No | N/A | Other | 115 kV | Planned | Newman | Newman | 2032 | SWAT | NA | Texas | Yes | David Tovar | (915)235-7010 | dav.tovar@epelectric.com | 2032-1472 | [34 empty] | 2024-01-03 13:14 |  | 2024-02-02 | 2024-01-03 13:14
1473 | El Paso Electric Company | Dyer 115/69 kV Autotransformer T1 (Upgrade) | Dyer 115/69 kV Autotransformer T1 (Upgrade) | Relieves potential thermal overloads under contingencies. | Reliability | No | N/A | Other | 115 kV | Planned | Dyer | Dyer | 2032 | SWAT | NA | Texas | Yes | David Tovar | (915)235-7010 | dav.tovar@epelectric.com | 2032-1473 | [34 empty] | 2024-01-03 13:20 |  | 2024-02-02 | 2024-01-03 13:20
1474 | El Paso Electric Company | Newman-Roberts 115 kV Line Circuit 1 (Reconductor) | Newman-Roberts 115 kV Line Circuit 1 (Reconductor) | Relieves potential thermal overloads under contingencies. | Reliability | No | N/A | Transmission Line | 115 kV | Planned | Newman | Roberts | 2032 | SWAT | 0.512 | Texas | Yes | David Tovar | (915)235-7010 | dav.tovar@epelectric.com | 2032-1474 | [34 empty] | 2024-01-03 13:23 |  | 2024-02-02 | 2024-01-03 13:23
1475 | El Paso Electric Company | CE2-Rio Grande 115 kV Line (Rebuild) | CE2-Rio Grande 115 kV Line (Rebuild) | Relieves potential thermal overloads under contingencies. | Reliability | No | N/A | Transmission Line | 115 kV | Planned | CE2 | Rio Grande | 2033 | SWAT | 2 | Multiple | Yes | David Tovar | (915)235-7010 | dav.tovar@epelectric.com | 2033-1475 | [34 empty] | 2024-01-03 13:26 |  | 2024-02-02 | 2024-01-03 13:26
1476 | Public Service Company of New Mexico | Hidden Mountain Switching Station | Transmission Switching Station on Western Spirit-Pajarito 345 kV line. | Transmission System improvements required for serving new loads. | New Load Serving | No | N/A | Substation | 345 kV | Planned | West Mesa | Pajarito | 2026 | SWAT | NA | New Mexico | Yes | Andrew McNaughton | 505-241-0538 | andrew.mcnaughton@pnm.com | 2026-1476 | [34 empty] | 2024-01-23 11:55 |  | 2024-02-02 | 2024-01-23 11:55
1477 | Public Service Company of Colorado/ Xcel Energy | Metro Water Recovery Trans Service, Sub | Construct new substation by looping in Cherokee - Thornton 115kV to serve new load | Load Service | Load Growth | No | N/A | Substation | 115 kV | Planned | Cherokee | Thornton | 2024 | CCPG | NA | Colorado | Yes | Claire Van Gundy | (303) 273-4751 | claire.vangundy@xcelenergy.com | 2024-1477 | [34 empty] | 2024-01-10 12:10 |  | 2024-02-02 | 2024-01-10 12:10
1478 | Public Service Company of Colorado/ Xcel Energy | Kestrel Substation | Construct a new Kestrel Substation that would tap PSCo's Spruce - Chambers 230kV line. | Load service | Load Growth | No | N/A | Substation | 230 kV | Planned | Spruce | Chambers | 2024 | CCPG | NA | Colorado | Yes | Claire Van Gundy | (303) 273-4751 | claire.vangundy@xcelenergy.com | 2024-1478 | [34 empty] | 2024-01-10 12:57 |  | 2024-02-02 | 2024-01-10 12:57
1479 | Public Service Company of Colorado/ Xcel Energy | Poder (Formerly Stock Show) Distribution Substation | New distribution substation that would tap PSCo's California Tap-Mapleton 115kV | Load service | Load Growth | No | N/A | Substation | 115 kV | Planned | California Tap | Mapleton | 2026 | CCPG | NA | Colorado | Yes | Claire Van Gundy | (303) 273-4751 | claire.vangundy@xcelenergy.com | 2026-1479 | [34 empty] | 2024-01-18 08:00 |  | 2024-02-02 | 2024-01-18 08:00
1480 | Public Service Company of Colorado/ Xcel Energy | Husky Substation | 230/115 kV substation as part of the Ault-Cloverly Transmission Project | Load Serving & Reliability | Reliability | No | N/A | Substation | 230 kV | Under Construction | Husky | Husky | 2024 | CCPG | NA | Colorado | Yes | Claire Van Gundy | (303) 273-4751 | claire.vangundy@xcelenergy.com | 2024-1480 | [34 empty] | 2024-01-30 08:49 |  | 2024-02-02 | 2024-01-30 08:49
1481 | Public Service Company of Colorado/ Xcel Energy | Collins Street Substation | 115 kV substation as part of the Ault-Cloverly Transmission Project | Load Serving & Reliability | Reliability | No | NA | Substation | 115 kV | Under Construction | Collins Street | Collins Street | 2024 | CCPG | NA | Colorado | Yes | Claire Van Gundy | (303) 273-4751 | claire.vangundy@xcelenergy.com | 2024-1481 | [34 empty] | 2024-01-30 09:20 |  | 2024-02-02 | 2024-01-30 09:20
1482 | Public Service Company of Colorado/ Xcel Energy | Sandstone Switching Station | 345 kV switching station as part of the Colorado's Power Pathway. Substation will be constructed in place of much of the originally planned expansion of the Tundra Switching Station. | Project will access and deliver renewable resources in the region. | Public Policy | Yes | Colorado HB 19-236 | Substation | 345 kV | Planned | Sandstone | Sandstone | 2027 | CCPG | NA | Colorado | Yes | Claire Van Gundy | (303) 273-4751 | claire.vangundy@xcelenergy.com | 2027-1482 | [34 empty] | 2024-01-30 09:20 |  | 2024-02-02 | 2024-01-30 09:20
1483 | Sacramento Municipal Utility District | El Rio 230 kV Substation Conversion | Convert existing single bus, single breaker 230 kV substation to a breaker in a half configuration | To accommodate a new 230/69 kV transformer as well as increase reliability | Reliability | No | N/A | Substation | 230 kV | Planned | El Rio Substation | El Rio Substation | 2026 | SSPG | NA | California | Yes | Foung Mua | 916-732-7041 | Foung.Mua@smud.org | 2026-1483 | [34 empty] | 2024-01-30 15:53 |  | 2024-02-02 | 2024-01-30 15:53
1484 | Sacramento Municipal Utility District | El Rio 230/115 kV Transformer | Replacing existing El Rio 230/115 kV transformer with a 250 MVA transformer | To accommodate future load growth and new generation | Reliability | No | N/A | Substation | 230 kV | Planned | El Rio Substation | El Rio Substation | 2026 | SSPG | NA | California | Yes | Foung Mua | 916-732-7041 | Foung.Mua@smud.org | 2026-1484 | [34 empty] | 2024-01-30 16:14 |  | 2024-02-02 | 2024-01-30 16:14
1485 | Sacramento Municipal Utility District | Station J 115 kV Substation | Construction of a new 115 kV substation in the downtown area | To accommodate future load growth | Reliability | No | N/A | Substation | 115 kV | Planned | Between the El Rio and Station E 115 kV substations | El Rio-Station E 115 kV line | 2030 | SSPG | NA | California | Yes | Foung Mua | 916-732-7041 | Foung.Mua@smud.org | 2030-1485 | [34 empty] | 2024-01-30 16:35 |  | 2024-02-02 | 2024-01-30 16:35
1486 | Sacramento Municipal Utility District | Country Acres 230 kV Switching Station | Construct a new 230 kV switching station to interconnect the Country Acres generation project. | To interconnect the Country Acres generation to the SMUD transmission system | Generation Interconnection | No | N/A | Substation | 230 kV | Planned | El Rio-Orangevale 230 kV & El Rio-Foothill 230 kV lines | El Rio-Orangevale 230 kV & El Rio-Foothill 230 kV lines | 2026 | SSPG | NA | California | Yes | Foung Mua | 916-732-7041 | Foung.Mua@smud.org | 2026-1486 | [34 empty] | 2024-01-31 10:13 |  | 2024-02-02 | 2024-01-31 10:13
1487 | Salt River Project | Laveen 500/230 kV Project 230 kV Lines | The 230 kV line portion of the Laveen 500/230 kV project. The final route will be determined through the CEC process. The project consists of approximately 4.1 miles of a looped-in new 230 kV double-circuit transmission line from the existing Orme - Anderson 230 kV transmission line to the new 500/230 kV Laveen substation. | To serve future industrial and commercial customers in the Laveen area. | Reliability | No | N/A | Transmission Line | 230 kV | Planned | Section of Existing Orme - Anderson 230 kV lines Loop-in SEC 5, T1S, R2E | Section of Existing Orme - Anderson 230 kV lines Loop-in SEC 5, T1S, R2E | 2027 | SWAT | 8.2 | Arizona | Yes | Daniel McGuire | 602.236.3818 | daniel.mcguire@srpnet.com | 2027-1487 | [34 empty] | 2024-01-29 14:13 |  | 2024-02-02 | 2024-01-29 14:13
1488 | Salt River Project | Laveen 500/230 kV Project Substation Portion | Substation portion of the Laveen project. The project consists of approximately 4.1 miles of a looped-in new 230 kV double-circuit transmission line from the existing Orme – Anderson 230 kV transmission lines to the new 500/230 kV Laveen substation. Substation includes two 230/69 kV transformers in 2027. The 500 kV portion is TBD at this time. | To serve future industrial and commercial customers in the Laveen area. | Reliability | No | N/A | Substation | 230 kV | Planned | Laveen Substation | Laveen Substation | 2027 | SWAT | NA | Arizona | Yes | Daniel McGuire | 602.236.3818 | daniel.mcguire@srpnet.com | 2027-1488 | [34 empty] | 2024-01-29 14:29 |  | 2024-02-02 | 2024-01-29 14:29
1490 | Salt River Project | Rudd 500/230 kV Transformer #5 | 5th Rudd 500/230 kV transformer | Serve load growth | Reliability | No | N/A | Substation | 500 kV AC | Planned | Rudd 500 | Rudd 230 | 2026 | SWAT | NA | Arizona | Yes | Daniel McGuire | 602.236.3818 | daniel.mcguire@srpnet.com | 2026-1490 | [34 empty] | 2024-01-30 09:44 |  | 2024-02-02 | 2024-01-30 09:44
1491 | Salt River Project | Rudd 500/230 kV Transformer #6 | 6th Rudd 500/230 kV transformer, paired with #5 transformer. | Serve growing load. | Reliability | No | N/A | Substation | 500 kV AC | Conceptual | Rudd 500 | Rudd 230 | 2029 | SWAT | NA | Arizona | Yes | Daniel McGuire | 602.236.3818 | daniel.mcguire@srpnet.com | 2029-1491 | [34 empty] | 2024-01-30 09:59 |  | 2024-02-02 | 2024-01-30 09:59
1492 | Salt River Project | Duke 500/230 kV Transformer #2 | Install a second Duke 500/230 kV transformer. | Other load serving entities with an ownership interest in the project have identified this project as necessary within the next ten years to meet increased system load growth, improve reliability, and for overall transmission system support. | Reliability | No | N/A | Substation | 500 kV AC | Planned | Duke 500 | Duke 230 | 2028 | SWAT | NA | Arizona | Yes | Daniel McGuire | 602.236.3818 | daniel.mcguire@srpnet.com | 2028-1492 | [34 empty] | 2024-01-30 10:03 |  | 2024-02-02 | 2024-01-30 10:03
1493 | Salt River Project | Reconductor Miami - Pinto Valley 115 kV | Reconductor Miami - Pinto Valley 115 kV circuit with higher rated conductor. | Reliability | Reliability | No | N/A | Transmission Line | 115 kV | Planned | Miami 115 kV Substation | Pinto Valley 115 kV Substation | 2026 | SWAT | 8.1 | Arizona | Yes | Daniel McGuire | 602.236.3818 | daniel.mcguire@srpnet.com | 2026-1493 | [34 empty] | 2024-01-31 08:11 |  | 2024-02-02 | 2024-01-31 08:11
1494 | Salt River Project | Nate 230 kV | The final line route will be determined through the CEC process. The project consists of one new double-circuit 230 kV transmission line that bisects and connects the future Abel – Scott 230 kV transmission line to a new 230 kV switchyard associated with Project Nate located near the northwest corner of Pecos Road and 222nd Street in the City of Mesa. | This is a single customer requested project and is not triggered by system load growth. | Reliability | No | N/A | Transmission Line | 230 kV | Planned | Section of Abel – Scott 230 kV Line SEC2, T2S, R7E | Section of Abel – Scott 230 kV Line SEC2, T2S, R7E | 2027 | SWAT | 1.2 | Arizona | Yes | Daniel McGuire | 602.236.3818 | daniel.mcguire@srpnet.com | 2027-1494 | [34 empty] | 2024-01-31 10:15 |  | 2024-02-02 | 2024-01-31 10:15
1495 | Salt River Project | Silver King - Tailings - Oakflat 115 kV | The line will bisect the Oak Flat-Silver King 115kV transmission line between existing structures T-26 and T-27 and run as double circuit line southeast to SRP’s 115kV Tailings Switchyard located at the TSF. The length will be about 14 miles. The location of the Tailings Switchyard site is still being determined. This project was formerly known as Silver King – New Oak Flat – New Superior 230 kV. The project is now split into two projects by different voltage levels (115 kV and 230 kV). SRP does not yet hold a CEC for this project. SRP’s pursuit of a CEC will be dependent upon the customer’s needs. | This is a single customer requested and driven project and is not triggered by system load growth. | Reliability | No | N/A | Transmission Line | 115 kV | Conceptual | Silver King 115 kV Receiving Station, SEC 16, T1S, R13E | New 115 kV Switchyard at Customer’s Tailings Storage Facility (TSF), tentatively named “Tailings Switchyard” (exact location not determined) | TBD | SWAT | 14 | Arizona | Yes | Daniel McGuire | 602.236.3818 | daniel.mcguire@srpnet.com | TBD-1495 | [34 empty] | 2024-01-30 12:36 |  | 2024-02-02 | 2024-01-30 12:36
1496 | Salt River Project | High-Tech Interconnect Project (HIP): Schrader - Parlett 230 kV Line | This is the Schrader - Parlett portion of the project. This is a new 230 kV line from the Parlett Substation to the Schrader Substation. This line will be constructed with infrastructure that could support a second circuit in the future. It is anticipated that certain portions of these lines will be located underground. | The HIP will provide high-voltage transmission system additions required to meet the power needs of Intel’s expansion while increasing capacity and reliability for existing and future businesses within the Price Road Corridor. | Reliability | No | N/A | Transmission Line | 230 kV | Under Construction | Schrader | Parlett | 2024 | SWAT | 4.8 | Arizona | Yes | Daniel McGuire | 602.236.3818 | daniel.mcguire@srpnet.com | 2024-1496 | [34 empty] | 2024-01-31 10:13 |  | 2024-02-02 | 2024-01-31 10:13
1497 | Salt River Project | Pinnacle Peak SRP - WAPA Series Reactors | 5 Ohm Series Reactors on Pinnacle Peak SRP – WAPA 230 kV Tie-line | Reduce fault current | Reliability | No | N/A | Substation | 230 kV | Planned | Pinnacle Peak Substation | Pinnacle Peak Substation | 2026 | SWAT | NA | Arizona | Yes | Daniel McGuire | 602.236.3818 | daniel.mcguire@srpnet.com | 2026-1497 | [34 empty] | 2024-01-30 16:42 |  | 2024-02-02 | 2024-01-30 16:42
1498 | Salt River Project | Henshaw - Knox Series Reactors | 10 ohm series reactors on both Henshaw - Knox 230 kV lines | Mitigate overloads | Reliability | No | N/A | Substation | 230 kV | Planned | Henshaw Substation | Knox Substation | 2028 | SWAT | NA | Arizona | Yes | Daniel McGuire | 602.236.3818 | daniel.mcguire@srpnet.com | 2028-1498 | [34 empty] | 2024-01-30 16:43 |  | 2024-02-02 | 2024-01-30 16:43
1499 | Salt River Project | Kyrene East - West Series Reactors | Install 10 ohm series reactors on Kyrene East - Kyrene West 230 kV | Reduce fault current | Reliability | No | N/A | Substation | 230 kV | Planned | Kyrene East Substation | Kyrene West Substation | 2028 | SWAT | NA | Arizona | Yes | Daniel McGuire | 602.236.3818 | daniel.mcguire@srpnet.com | 2028-1499 | [34 empty] | 2024-01-31 10:28 |  | 2024-02-02 | 2024-01-31 10:28
1500 | Salt River Project | Pinal Central 500/230 kV Transformer #3 | New 500/230 kV transformer at Pinal Central substation | Accommodate oncoming generation | Other | No | N/A | Substation | 500 kV AC | Planned | Pinal Central 500 | Pinal Central 230 | 2024 | SWAT | NA | Arizona | Yes | Daniel McGuire | 602.236.3818 | daniel.mcguire@srpnet.com | 2024-1500 | [34 empty] | 2024-01-31 15:28 |  | 2024-02-02 | 2024-01-31 15:28
1501 | Salt River Project | Pinal Central 500/230 kV Transformer #4 | Install a fourth 500/230 kV transformer at Pinal Central | Mitigate overload identified with growing solar generation in the area. | Reliability/Public Policy | Yes | SRP Sustainable Energy Goal | Substation | 500 kV AC | Planned | Pinal Central 500 kV | Pinal Central 230 kV | 2024 | SWAT | NA | Arizona | Yes | Daniel McGuire | 602.236.3818 | daniel.mcguire@srpnet.com | 2024-1501 | [34 empty] | 2024-01-31 15:37 |  | 2024-02-02 | 2024-01-31 15:37
1502 | Tri-State Generation and Transmission Association | Crosspoint Substation | New Substation along Lincoln - Midway 230 kV line | Load Serving | Reliability | No | N/A | Substation | 230 kV | Planned | Crosspoint Substation | Crosspoint Substation | 2025 | CCPG | NA | Colorado | Yes | Curt Feinberg | 303-254-3430 | curt.feinberg@tristategt.org | 2025-1502 | [34 empty] | 2024-01-08 13:18 |  | 2024-02-02 | 2024-01-08 13:18
1503 | Tri-State Generation and Transmission Association | Sulfur Creek Tap | New delivery point along Meeker - Axial 138 kV line | Load Serving | Reliability | No | N/A | Substation | 138 kV | Planned | Sulfur Creek Tap | Sulfur Creek Tap | 2026 | CCPG | NA | Colorado | Yes | Curt Feinberg | 303-254-3430 | curt.feinberg@tristategt.org | 2026-1503 | [34 empty] | 2024-01-08 13:18 |  | 2024-02-02 | 2024-01-08 13:18
1504 | Tri-State Generation and Transmission Association | La Junta Tie | Construct new 115 kV line to connect Tri-State's La Junta substation with BHEC's La Junta substation | Reliability | Reliability | No | N/A | Transmission Line | 115 kV | Conceptual | La Junta (TSGT) | La Junta (BHEC) | TBD | CCPG | 0.5 | Colorado | Yes | Curt Feinberg | 303-254-3430 | curt.feinberg@tristategt.org | TBD-1504 | [34 empty] | 2024-01-08 13:30 |  | 2024-02-02 | 2024-01-08 13:30
1505 | Tri-State Generation and Transmission Association | Breaker Addition at Sidney Substation | Add a new 115 kV bay at Sidney Substation to accommodate a generator interconnection | Generator Interconnection | Primarily reliability & secondarily public policy | No | N/A | Substation | 115 kV | Planned | Sidney | Sidney | 2024 | N/A | NA | Nebraska | Yes | Curt Feinberg | 303-254-3430 | curt.feinberg@tristategt.org | 2024-1505 | [34 empty] | 2024-01-08 13:43 |  | 2024-02-02 | 2024-01-08 13:43
1506 | Tri-State Generation and Transmission Association | Breaker Addition at Garnet Mesa | Add a new 115 kV bay at Garnet Mesa Substation to accommodate a generator interconnection | Generator Interconnection | Primarily reliability & secondarily public policy | Yes | Colorado House Bill 19-1261 & Colorado House Bill 21-1266 | Substation | 115 kV | Planned | Garnet Mesa | Garnet Mesa | 2024 | CCPG | NA | Colorado | Yes | Curt Feinberg | 303-254-3430 | curt.feinberg@tristategt.org | 2024-1506 | [34 empty] | 2024-01-08 13:46 |  | 2024-02-02 | 2024-01-08 13:46
1507 | Tri-State Generation and Transmission Association | Breaker Addition at Hesperus Substation | Add a new 115 kV bay at Hesperus Substation to accommodate a generator interconnection | Generator Interconnection | Primarily reliability & secondarily public policy | Yes | Colorado House Bill 19-1261 & Colorado House Bill 21-1266 | Substation | 115 kV | Planned | Hesperus | Hesperus | 2024 | CCPG | NA | Colorado | Yes | Curt Feinberg | 303-254-3430 | curt.feinberg@tristategt.org | 2024-1507 | [34 empty] | 2024-01-08 13:52 |  | 2024-02-02 | 2024-01-08 13:52
1508 | Western Area Power Administration - RMR | Ault KU1B Transformer Replacement | Replace Ault KU1B with new transformer | Replace ageing transformer | Reliability | No | NA | Other | 345 kV | Under Construction | Ault | Ault | 2027 | CCPG | NA | Colorado | No | Wisam Al sudani | 970 461 7554 | alsudani@wapa.gov | 2027-1508 | [34 empty] | 2024-01-29 07:45 |  | 2024-02-02 | 2024-01-29 07:45
1509 | Western Area Power Administration - RMR | Ault-Husky 230KV Line Upgrade | Construct Ault-Husky 230kV Line bay at Ault | Accomadate Ault-Husky 230kV Line | Reliability | No | NA | Transmission Line | 230 kV | Withdrawn | Ault | Husky | 2025 | CCPG | TBD | Colorado | No | Wisam Al sudani | 970 461 7554 | alsudani@wapa.gov | 2025-1509 | [34 empty] | 2024-01-29 09:43 |  | 2024-02-02 | 2024-01-29 09:43
1510 | Western Area Power Administration - RMR | Weld Substation Upgrade - 230kV Breaker and a Half | Weld Substation Upgrade - 230kV Breaker and a Half | Weld Substation Upgrade - 230kV Breaker and a Half | Reliability | No | NA | Other | 230 kV | Planned | Weld | Weld | 2032 | CCPG | NA | Colorado | No | Wisam Al sudani | 970 461 7554 | alsudani@wapa.gov | 2032-1510 | [34 empty] | 2024-01-29 08:18 |  | 2024-02-02 | 2024-01-29 08:18
1511 | Western Area Power Administration - RMR | Lyman 5-Breaker ring bus (34.5kv) and new control building | Lyman 5-Breaker ring bus (34.5kv) and new control building | Lyman 5-Breaker ring bus (34.5kv) and new control building | Reliability | No | NA | Other | 115 kV | Planned | Lyman | Lyman | 2032 | CCPG | NA | Colorado | No | Wisam Al sudani | 970 461 7554 | alsudani@wapa.gov | 2032-1511 | [34 empty] | 2024-01-29 11:00 |  | 2024-02-02 | 2024-01-29 11:00
1512 | Western Area Power Administration - RMR | Nunn KY1A Replacement | Nunn KY1A Replacement | Nunn KY1A Replacement | Reliability | No | NA | Other | 115 kV | Planned | Nunn | Nunn | 2033 | CCPG | NA | Colorado | No | Wisam Al sudani | 970 461 7554 | alsudani@wapa.gov | 2033-1512 | [34 empty] | 2024-01-29 11:01 |  | 2024-02-02 | 2024-01-29 11:01
1513 | Western Area Power Administration - RMR | Yellowtail Phase-2, replace KV2A, 13.8kv CB 128, 528 | Yellowtail Phase-2, replace KV2A, 13.8kv CB 128, 528 | Yellowtail Phase-2, replace KV2A, 13.8kv CB 128, 528 | Reliability | No | NA | Other | 230 kV | Planned | Yellowtail | Yellowtail | 2030 | CCPG | NA | Wyoming | No | Wisam Al sudani | 970 461 7554 | alsudani@wapa.gov | 2030-1513 | [34 empty] | 2024-01-29 08:38 |  | 2024-02-02 | 2024-01-29 08:38
1514 | Western Area Power Administration - RMR | Fort Morgan Cap Bank | Fort Morgan Cap Bank to mitigate low voltage SOL violations | Replace the oexisting cap bank with a bigger Mvar cap bank | Reliability | No | NA | Other | 115 kV | Conceptual | Fort Morgan | Fort Morgan | 2028 | CCPG | NA | Colorado | No | Wisam Al sudani | 970 461 7554 | alsudani@wapa.gov | 2028-1514 | [34 empty] | 2024-01-29 08:52 |  | 2024-02-02 | 2024-01-29 08:52
1515 | Western Area Power Administration - DSW | Bouse upgrade | Build a new 230kV transmission line, connecting the Bouse substation to the existing Parker-Liberty #2 230kV transmission line. Expand the existing Bouse Substation by adding a 230kV bus and two 230/161kV transformers. Connect the existing Parker-Headgate Rock 161kV transmission line to the Parker-Bouse 161 kV transmission line. | Improves overall system safety and reliability of the Parker-Davis Transmission System through replacement of aging infrastructure. | Reliability | No | N/A | Transmission Line | 230 kV | Planned | Parker 230 kV substation | Bouse 230 kV substation | 2027 | SWAT | 18 | Arizona | Yes | Jeff Newby | (602) 605-2689 | newby@wapa.gov | 2027-1515 | [34 empty] | 2024-02-01 11:45 |  | 2024-02-02 | 2024-02-01 11:45
1516 | Western Area Power Administration - DSW | Pinal Central - ED5 Transmission Line | Construct a new 230kV transmission line from Pinal Central 230kV substation to ED5 230kV subsation | Meet future transmission service request needs | Primarily economic | No | N/A | Transmission Line | 230 kV | Planned | Pinal Central 230 kV substation | ED5 230 kV substation | 2025 | SWAT | 18.5 | Arizona | Yes | Jeff Newby | (602) 605-2689 | newby@wapa.gov | 2025-1516 | [34 empty] | 2024-02-01 11:45 |  | 2024-02-02 | 2024-02-01 11:45
1517 | Imperial Irrigation District | 230kV “SD” Ramon-Devers Circuit | New 230kV circuit that originates at Salton Sea heads north to Coachella Valley continues to Ramon and terminates at Devers. | Reliability | Public Policy | Yes | State Resource Portfolio. | Transmission Line | 230 kV | Conceptual | 230kV Ramon Substation | 230kV Devers Substation | 2027 | SWAT | 15 | California | Yes | Jesus Martinez | (760) 339-0574 | jamartinez@iid.com | 2027-1517 | [34 empty] | 2024-02-01 15:20 |  | 2024-02-05 | 2024-02-01 15:20
1518 | Tucson Electric Power | Harshaw 138kV Substation | New substation fed from planned Rio Rico 138kV substation | Load Serving (mine customer) | Economic/Load Serving | No | N/A | Substation | 138 kV | Planned | Rio Rico 138kV Substation | Harshaw 138kV Substation | 2027 | SWAT | NA | Arizona | Yes | Josh Kitterman, Transmission Planning | (520)396-2803 | joshua.kitterman@tep.com | 2027-1518 | [34 empty] | 2024-01-23 14:38 |  | 2024-02-06 | 2024-01-23 14:38
1519 | Tucson Electric Power | Rio Rico - Harshaw 138kV Transmission Line | New 138kV Line | Load Serving (mine customer) | Economic/Load Serving | No | N/A | Transmission Line | 138 kV | Planned | Rio Rico 138kV Substation | Harshaw 138kV Substation | 2027 | SWAT | 32 | Arizona | Yes | Josh Kitterman, Transmission Planning | (520)396-2803 | joshua.kitterman@tep.com | 2027-1519 | [34 empty] | 2024-01-23 14:41 |  | 2024-02-06 | 2024-01-23 14:41
1520 | Tucson Electric Power | Kipper 138kV Substation | New 138kV Kipper Substation; loop-in of existing Sonoita - Valencia 138kV Line | Reliability | Reliability/Load Serving | No | N/A | Substation | 138 kV | Planned | Sonoita 138kV Substation | Kipper 138kV Substation | 2026 | SWAT | NA | Arizona | Yes | Josh Kitterman, Transmission Planning | (520)396-2803 | joshua.kitterman@tep.com | 2026-1520 | [34 empty] | 2024-01-23 14:45 |  | 2024-02-06 | 2024-01-23 14:45
1521 | Tucson Electric Power | Canoa Ranch to Kantor 138kV Transmission Line | New line connecting UNSE's Kantor 138kV substation to TEP's Canoa Ranch 138kV substation | Reliability | Reliability/loop existing radial UNSE system | No | N/A | Transmission Line | 138 kV | Planned | Canoa Ranch 138kV Bus | Kantor 138kV Bus | 2028 | SWAT | 10 | Arizona | Yes | Josh Kitterman, Transmission Planning | (520)396-2803 | joshua.kitterman@tep.com | 2028-1521 | [34 empty] | 2024-01-23 14:50 |  | 2024-02-06 | 2024-01-23 14:50
1522 | Tucson Electric Power | Gateway 138kV Substation | New Gateway 138kV Substation | Reliability | Reliability/Load Serving | No | N/A | Substation | 138 kV | Planned | Kantor 138kV Bus | Gateway 138kV Bus | 2030 | SWAT | NA | Arizona | Yes | Josh Kitterman, Transmission Planning | (520)396-2803 | joshua.kitterman@tep.com | 2030-1522 | [34 empty] | 2024-01-23 14:55 |  | 2024-02-06 | 2024-01-23 14:55
1523 | Tucson Electric Power | Kantor to Gateway 138kV Line | New transmission line connecting existing Kantor 138kV substation and planned Gateway 138kV substation | Reliability | Reliability/loop in existing UNSE radial system | No | N/A | Transmission Line | 138 kV | Planned | Kantor 138kV Bus | Gateway 138kV Bus | 2030 | SWAT | 27 | Arizona | Yes | Josh Kitterman, Transmission Planning | (520)396-2803 | joshua.kitterman@tep.com | 2030-1523 | [34 empty] | 2024-01-25 10:50 |  | 2024-02-06 | 2024-01-25 10:50
1524 | Tucson Electric Power | Gateway to Valencia 138kV Transmission Line | New line connecting UNSE's planned Gateway 138kV substation to UNSE's existing Valencia 138kV substation. | Reliability | Reliability/Load Serving | No | N/A | Transmission Line | 138 kV | Planned | Gateway 138kV Bus | Valencia 138kV Bus | 2030 | SWAT | 2 | Arizona | Yes | Josh Kitterman, Transmission Planning | (520)396-2803 | joshua.kitterman@tep.com | 2030-1524 | [34 empty] | 2024-01-24 08:31 |  | 2024-02-06 | 2024-01-24 08:31
1525 | Tucson Electric Power | Port 138kV Substation | Loop in of Irvington - Patriot 138kV transmission line into new Port 138kV Substation | Reliability | Reliability/Load Serving | No | N/A | Substation | 138 kV | Planned | Patriot 138kV Line | Port 138kV substation | 2029 | SWAT | NA | Arizona | Yes | Josh Kitterman, Transmission Planning | (520)396-2803 | joshua.kitterman@tep.com | 2029-1525 | [34 empty] | 2024-01-25 09:22 |  | 2024-02-06 | 2024-01-25 09:22
1526 | Tucson Electric Power | Aerospace Research Campus Transmission Project | Loop-in the existing Sonoran – South 138-kV circuit and construct a double circuit 138kV line to connect to planned Franco Wash 138kV switchyard. | Load Serving | Economic/Load Serving | No | N/A | Substation | 138 kV | Planned | Sonoran 138kV Bus | South 138kV Bus | 2026 | SWAT | NA | Arizona | Yes | Josh Kitterman, Transmission Planning | (520)396-2803 | joshua.kitterman@tep.com | 2026-1526 | [34 empty] | 2024-01-25 10:58 |  | 2024-02-06 | 2024-01-25 10:58
1527 | Los Angeles Department of Water and Power | Add voltage support in the LA Basin | New Hollywood (RS-H) 138kV Shunt Capacitors (52 MVAR) for voltage support | Improve Reliability | Primarily Reliability & Secondarily Public Policy | Yes | N/A | Other | 138 kV | Planned | Hollywood Station | Hollywood Station | 2025 | SWAT | NA | California | Yes | Jose Diaz/ Michael Granados | 213-367-3819/ 213-367-4133 | Jose.Diaz@ladwp.com / Michael.Granados@ladwp.com | 2025-1527 | [34 empty] | 2024-02-02 15:47 |  | 2024-02-07 | 2024-02-02 15:47
1528 | Los Angeles Department of Water and Power | Upgrade Hollywood - Fairfax 138kV Series Reactor | Upgrade Hollywood - Fairfax 138kV Series Reactor | Improve Reliability | Primarily Reliability & Secondarily Public Policy | Yes | N/A | Other | 138 kV | Planned | Hollywood Station | Fairfax Station | 2027 | SWAT | NA | California | Yes | Jose Diaz / Michael Granados | 213-367-3819/ 213-367-4133 | Jose.Diaz@ladwp.com / Michael.Granados@ladwp.com | 2027-1528 | [34 empty] | 2024-02-02 15:47 |  | 2024-02-07 | 2024-02-02 15:47
1529 | Los Angeles Department of Water and Power | Upgrade Fairfax - Olympic 138kV Series Reactor | Upgrade Fairfax - Olympic 138kV Series Reactor | Improve Reliability | Primarily Reliability & Secondarily Public Policy | Yes | N/A | Other | 138 kV | Planned | Fairfax Station | Olympic Station | 2030 | SWAT | NA | California | Yes | Jose Diaz / Michael Granados | 213-367-3819/ 213-367-4133 | Jose.Diaz@ladwp.com / Michael.Granados@ladwp.com | 2030-1529 | [34 empty] | 2024-02-02 15:48 |  | 2024-02-07 | 2024-02-02 15:48
1530 | Los Angeles Department of Water and Power | Sylmar Bank E | Upgrade Sylmar Bank E | Improve Reliability | Reliability | No | N/A | Other | 230 kV | Planned | Sylmar Station | Sylmar Station | 2026 | SWAT | NA | California | Yes | Jose Diaz / Michael Granados | 213-367-3819/ 213-367-4133 | Jose.Diaz@ladwp.com / Michael.Granados@ladwp.com | 2026-1530 | [34 empty] | 2024-02-02 15:48 |  | 2024-02-07 | 2024-02-02 15:48
1531 | Los Angeles Department of Water and Power | Sylmar Bank F | Upgrade Sylmar Bank F | Improve Reliability | Reliability | No | N/A | Other | 230 kV | Planned | Sylmar Station | Sylmar Station | 2026 | SWAT | NA | California | Yes | Jose Diaz / Michael Granados | 213-367-3819/ 213-367-4133 | Jose.Diaz@ladwp.com / Michael.Granados@ladwp.com | 2026-1531 | [34 empty] | 2024-02-02 15:48 |  | 2024-02-07 | 2024-02-02 15:48
1532 | Los Angeles Department of Water and Power | Sylmar Bank G | Upgrade Sylmar Bank G | Improve Reliability | Reliability | No | N/A | Other | 230 kV | Planned | Sylmar Station | Sylmar Station | 2028 | SWAT | NA | California | Yes | Jose Diaz / Michael Granados | 213-367-3819/ 213-367-4133 | Jose.Diaz@ladwp.com / Michael.Granados@ladwp.com | 2028-1532 | [34 empty] | 2024-02-02 08:52 |  | 2024-02-07 | 2024-02-02 08:52
1533 | Los Angeles Department of Water and Power | New Intermountain - Gonder 230/345kV Bank G | Upgrade Intertmountain - Gonder Bank M | Improve Reliability | Reliability | No | N/A | Other | 345 kV | In-Service | Intermountain Station | Gonder Station | 2023 | SWAT | NA | Multiple | Yes | Jose Diaz / Michael Granados | 213-367-3819/ 213-367-4133 | Jose.Diaz@ladwp.com / Michael.Granados@ladwp.com | 2023-1533 | [34 empty] | 2024-02-02 15:49 |  | 2024-02-07 | 2024-02-02 15:49
1534 | Los Angeles Department of Water and Power | New IPP Synchronous Condensers (2 x 375 MVA and 1 spare 375 MVA) | New IPP Synchronous Condensers (2 x 375 MVA and 1 spare 375 MVA) | Meet RPS Requirement | Public Policy | Yes | N/A | Other | 345 kV | Planned | Intermountain Station | Intermountain Station | 2026 | SWAT | NA | Multiple | Yes | Jose Diaz / Michael Granados | 213-367-3819/ 213-367-4133 | Jose.Diaz@ladwp.com / Michael.Granados@ladwp.com | 2026-1534 | [34 empty] | 2024-02-02 15:49 |  | 2024-02-07 | 2024-02-02 15:49
1535 | Los Angeles Department of Water and Power | New Toluca - Atwater Line 2 and upgrade Toluca -Atwater Line 1 | New Toluca - Atwater Line 2 and upgrade Toluca -Atwater Line 1 | Improve Reliability | Primarily Reliability & Secondarily Public Policy | Yes | N/A | Transmission Line | 230 kV | Planned | Toluca Station | Atwater Station | 2029 | SWAT | 16.52 | California | Yes | Jose Diaz / Michael Granados | 213-367-3819/ 213-367-4133 | Jose.Diaz@ladwp.com / Michael.Granados@ladwp.com | 2029-1535 | [34 empty] | 2024-02-02 09:20 |  | 2024-02-07 | 2024-02-02 09:20
1536 | Los Angeles Department of Water and Power | Upgrade Olympic 230kV Transformer Bank F | Upgrade 230/138 kV Bank F at Olympic Station | Improve Reliability | Reliability | No | N/A | Other | 230 kV | In-Service | Olympic Station | Olympic Station | 2023 | SWAT | NA | California | Yes | Jose Diaz / Michael Granados | 213-367-3819/ 213-367-4133 | Jose.Diaz@ladwp.com / Michael.Granados@ladwp.com | 2023-1536 | [34 empty] | 2024-02-02 12:31 |  | 2024-02-07 | 2024-02-02 12:31
1537 | Los Angeles Department of Water and Power | Scattergood-Pershing 230kV Cable A | Scattergood - Olympic 230kV Cable loops through RS-X (New Station) | Serving Additional Load | Reliability | N/A | N/A | Transmission Line | 230 kV | Under Construction | Scattergood Station | Olympic Station | 2024 | SWAT | 3.49 | California | Yes | Jose Diaz / Michael Granados | 213-367-3819/ 213-367-4133 | Jose.Diaz@ladwp.com / Michael.Granados@ladwp.com | 2024-1537 | [34 empty] | 2024-02-02 13:55 |  | 2024-02-07 | 2024-02-02 13:55
1538 | Los Angeles Department of Water and Power | Scattergood-Pershing 230kV Cable B | Scattergood - Olympic 230kV Cable loops through RS-X (New Station) | Serving Additional Load | Reliability | N/A | N/A | Transmission Line | 230 kV | Under Construction | Scattergood Station | Olympic Station | 2024 | SWAT | 3.49 | California | Yes | Jose Diaz / Michael Granados | 213-367-3819/ 213-367-4133 | Jose.Diaz@ladwp.com / Michael.Granados@ladwp.com | 2024-1538 | [34 empty] | 2024-02-02 14:07 |  | 2024-02-07 | 2024-02-02 14:07
1539 | Los Angeles Department of Water and Power | Pershing-Olympic 230kV Cable A | Scattergood - Olympic 230kV Cable loops through RS-X (New Station) | Serving Additional Load | Reliability | N/A | N/A | Transmission Line | 230 kV | Under Construction | Scattergood Station | Olympic Station | 2024 | SWAT | 8.47 | California | Yes | Jose Diaz / Michael Granados | 213-367-3819/ 213-367-4133 | Jose.Diaz@ladwp.com / Michael.Granados@ladwp.com | 2024-1539 | [34 empty] | 2024-02-02 14:13 |  | 2024-02-07 | 2024-02-02 14:13
1540 | Los Angeles Department of Water and Power | Pershing-Olympic 230kV Cable B | Scattergood - Olympic 230kV Cable loops through RS-X (New Station) | Serving Additional Load | Reliability | N/A | N/A | Transmission Line | 230 kV | Under Construction | Scattergood Station | Olympic Station | 2024 | SWAT | 8.47 | California | Yes | Jose Diaz / Michael Granados | 213-367-3819/ 213-367-4133 | Jose.Diaz@ladwp.com / Michael.Granados@ladwp.com | 2024-1540 | [34 empty] | 2024-02-02 14:19 |  | 2024-02-07 | 2024-02-02 14:19
1541 | Los Angeles Department of Water and Power | PP1-Haskell L1 | Convert PP1-Haskell L1 Bank G from 115kV to 230kV | Improve Reliability/Increase transfer capability | Primarily reliability & secondarily public policy | No | N/A | Transmission Line | 230 kV | Under Construction | PP1 & PP2 Stations | Haskell Canyon Station | 2024 | SWAT | 8.7 | California | Yes | Jose Diaz / Michael Granados | 213-367-3819/ 213-367-4133 | Jose.Diaz@ladwp.com / Michael.Granados@ladwp.com | 2024-1541 | [34 empty] | 2024-02-02 14:30 |  | 2024-02-07 | 2024-02-02 14:30
1542 | Black Hills Energy | Pueblo West Substation | New distribution substation to offload current distribution circuits. | Improve load serving capability and reliability. | Reliability | No | N/A | Substation | 115 kV | Under Construction | West Pueblo | West Pueblo | 2024 | CCPG | NA | Colorado | Yes | James Hadley | 605-608-8739 | jim.hadley@blackhillscorp.com | 2024-1542 | [34 empty] | 2024-02-02 14:38 |  | 2024-02-08 | 2024-02-02 14:38
1543 | Black Hills Energy | Skala - Cañon City 115 kV Rebuild | Rebuild 115 kV line between Skala and Cañon City | Increase Capacity | Reliability | No | N/A | Transmission Line | 115 kV | Planned | Skala 115 kV | Cañon City 115 kV | 2024 | CCPG | 11 | Colorado | Yes | James Hadley | 605-608-8739 | jim.hadley@blackhillscorp.com | 2024-1543 | [34 empty] | 2024-02-02 15:04 |  | 2024-02-08 | 2024-02-02 15:04
1544 | Black Hills Energy | Cañon City - Hogback 115 kV Rebuild | Rebuild 115 kV line between Cañon City and Hogback | Increase Capacity | Reliability | No | NA | Transmission Line | 115 kV | Planned | Cañon City | Hogback | 2024 | CCPG | 4 | Colorado | Yes | James Hadley | 605-608-8739 | jim.hadley@blackhillscorp.com | 2024-1544 | [34 empty] | 2024-02-02 14:51 |  | 2024-02-08 | 2024-02-02 14:51
1545 | Black Hills Energy | Hogback - Cañon West 115 kV Rebuild | Rebuild 115 kV line between Hogback and Cañon West | Increase capacity | Reliability | No | N/A | Transmission Line | 115 kV | Planned | Hogback | Cañon West | 2024 | CCPG | 4 | Colorado | Yes | James Hadley | 605-608-8739 | jim.hadley@blackhillscorp.com | 2024-1545 | [34 empty] | 2024-02-02 14:53 |  | 2024-02-08 | 2024-02-02 14:53
1546 | Black Hills Energy | Cañon West 230/115 kV Transformer Replacement | Upgrade Cañon West 230/115 kV transformer | Increase Capacity | Reliability | No | N/A | Substation | 230 kV | Under Construction | Cañon West | Cañon West | 2024 | CCPG | NA | Colorado | Yes | James Hadley | 605-608-8739 | jim.hadley@blackhillscorp.com | 2024-1546 | [34 empty] | 2024-02-02 14:56 |  | 2024-02-08 | 2024-02-02 14:56
1547 | Black Hills Energy | West Station - Portland 115 kV Rebuild | Rebuild 115 kV line between West Station and Portland | Increase Capacity | Reliability | No | NA | Transmission Line | 115 kV | Planned | West Station | Portland | 2025 | CCPG | 20 | Colorado | Yes | James Hadley | 605-608-8739 | jim.hadley@blackhillscorp.com | 2025-1547 | [34 empty] | 2024-02-02 14:58 |  | 2024-02-08 | 2024-02-02 14:58
1548 | Cheyenne Light Fuel and Power | Wallick 115 kV Substation | New load serving substation in Cheyenne WY | Load Growth | Load Growth | No | NA | Substation | 115 kV | Planned | Cheyenne, WY | Cheyenne, WY | 2025 | CCPG | NA | Wyoming | Yes | James Hadley | 605-608-8739 | jim.hadley@blackhillscorp.com | 2025-1548 | [34 empty] | 2024-02-02 16:22 |  | 2024-02-08 | 2024-02-02 16:22
1549 | Cheyenne Light Fuel and Power | Sweetgrass - Bison 115 kV #3 & #4 | Double Circuit 115 kV line | Load Growth | Reliability | No | N/A | Transmission Line | 115 kV | Planned | Sweetgrass 115 kV Substation | Bison 115 kV Substation | 2025 | CCPG | 2 | Wyoming | Yes | James Hadley | 605-608-8739 | jim.hadley@blackhillscorp.com | 2025-1549 | [34 empty] | 2024-02-02 16:24 |  | 2024-02-08 | 2024-02-02 16:24
1550 | Cheyenne Light Fuel and Power | Cheyenne - Rawhide 230 kV line | A new 230 kV line from Cheyenne WY to the Rawhide 230 kV Substation | Transmission Service | Transmission Service | No | N/A | Transmission Line | 230 kV | Conceptual | Cheyenne, WY | Rawhide 230 kV Substation | 2029 | CCPG | 15 | Colorado | Yes | James Hadley | 605-608-8739 | jim.hadley@blackhillscorp.com | 2029-1550 | [34 empty] | 2024-02-02 16:37 |  | 2024-02-08 | 2024-02-02 16:37
1551 | Arizona Public Service | Serrano Solar and Storage Project Generation Tie Line | The APS owned portion of the generation tie line from the Serrano Solar and Storage Project to Saguaro Substation. | To connect the Serrano Solar and Storage Project substation to the Saguaro substation. | Generation | No | N/A | Transmission Line | 230 kV | Under Construction | Serrano Solar and Storage Project Substation | Saguaro Substation | 2024 | SWAT | 1 | Arizona | Yes | David Wiley | 602-371-5997 | David.F.Wiley@aps.com | 2024-1551 | [34 empty] | 2024-01-30 09:56 |  | 2024-02-12 | 2024-01-30 09:56
1552 | Arizona Public Service | Rabbit Canyon 500kV Switchyard and Lines | Lines will be extended from the Moenkopi-Cedar Mountain 500kV line to the new Rabbit Canyon 500kV switchyard located within Township 26N, Range 5E, Section 21 and north of the southern limit of the Moenkopi-Cedar Mountain 500kV right of way. | To interconnect multiple generation interconnection projects to the Moenkopi-Cedar Mountain 500kV line. | Generation | No | N/a | Transmission Line | 500 kV AC | Under Construction | Moenkopi - Cedar Mountain 500kV Line | Rabbit Canyon Switchyard | 2024 | SWAT | 1 | Arizona | Yes | David Wiley | 602-371-5997 | David.F.Wiley@aps.com | 2024-1552 | [34 empty] | 2024-01-30 09:56 |  | 2024-02-12 | 2024-01-30 09:56
1553 | Arizona Public Service | Dromedary 230kV Switchyard and Lines | Cut Dromedary switchyard into the existing Palm Valley - Tribly Wash 230kV line (future Palm Valley - Parkway 230kV line). | To provide electric energy to a new high-load customer. | Reliability | No | N/A | Substation | 230 kV | Planned | Palm Valley - Parkway 230kV line | Dromedary switchyard | 2025 | SWAT | N/A | Arizona | Yes | David Wiley | 602-371-5997 | David.F.Wiley@aps.com | 2025-1553 | [34 empty] | 2024-01-30 10:05 |  | 2024-02-12 | 2024-01-30 10:05
1554 | Arizona Public Service | Hashknife Energy Center Generation Tie Line Project | The APS portion of the line connecting the Hashknife Energy Center to Cholla substation. | To connect the Hashknife Energy Center Project to the Cholla substation. | Generation | No | N/A | Transmission Line | 500 kV AC | Planned | Hashknife Energy Center substation | Cholla substation | 2026 | SWAT | 1 | Arizona | Yes | David Wiley | 602-371-5997 | David.F.Wiley@aps.com | 2026-1554 | [34 empty] | 2024-01-30 10:14 |  | 2024-02-12 | 2024-01-30 10:14
1555 | Arizona Public Service | Proving Ground Solar and Storage 500kV Interconnection | New 500kV line from the Proving Ground Solar and Storage step up substation to Hoodoo Wash switchyard. A portion of the gen tie will be collocated with the Hassayampa - North Gila 500kV line. | To connect the Proving Ground Solar and Battery Storage project to the Hoodoo Wash switchyard. | Generation | No | N/A | Transmission Line | 500 kV AC | Planned | Proving Ground Solar and Storage Project step-up substation | Hoodoo Wash switchyard | 2026 | SWAT | 1 | Arizona | Yes | David Wiley | 602-371-5997 | David.F.Wiley@aps.com | 2026-1555 | [34 empty] | 2024-01-30 10:18 |  | 2024-02-12 | 2024-01-30 10:18
1556 | Arizona Public Service | West Camp Wind Gen Tie Project | Cut the West Camp Wind interconnection switchyard into the Cholla - Mazatzal 345kV line | To connect the West Camp Wind Farm generation project to the Cholla-Mazatzal 345kV line. | Generation | No | N/A | Transmission Line | 345 kV | Planned | West Camp Wind collector substations | Cholla - Mazatzal 345kV line | 2026 | SWAT | 1 | Arizona | Yes | David Wiley | 602-371-5997 | David.F.Wiley@aps.com | 2026-1556 | [34 empty] | 2024-01-30 10:20 |  | 2024-02-12 | 2024-01-30 10:20
1557 | Arizona Public Service | Sun Valley to Outer Circle 230kV line | The line would originate at the Sun Valley Substation and head north to the existing Sun Valley-Morgan 500kV alignment. From there, the line will head generally north and east, utilizing the open circuit position on the existing Sun Valley-Morgan 500kV line structures. The line will terminate at the Outer Circle substation, located on the southeast corner of the 235th Avenue alignment and Grand Avenue, northwest of the City of Surprise. | To provide electric energy to growing load demands in the northwest Surprise and Wittmann areas, including proposed new logistics and industrial loads. In addition, this new 230/69kV source substation will reduce loading constraints and provide greater reliability for the Wickenburg, Morristown, Wittmann and Surprise areas | Reliability | No | N/A | Transmission Line | 230 kV | Planned | Sun Valley Substation | Outer Circle Substation | 2027 | SWAT | 17 | Arizona | Yes | David Wiley | 602-371-5997 | David.F.Wiley@aps.com | 2027-1557 | [34 empty] | 2024-01-30 10:22 |  | 2024-02-12 | 2024-01-30 10:22
1558 | Arizona Public Service | Bianco 230kV Lines | Cut the Bianco substation in-and-out of the Santa Rosa - Desert Basin 230kV line | To support continued load growth in Pinal County, especially new manufacturing and industrial customers in the Casa Grande area. | Reliability | No | N/A | Transmission Line | 230 kV | Planned | Santa Rosa - Desert Basin 230kV line | Bianco substation | 2028 | SWAT | 4 | Arizona | Yes | David Wiley | 602-371-5997 | David.F.Wiley@aps.com | 2028-1558 | [34 empty] | 2024-01-30 10:33 |  | 2024-02-12 | 2024-01-30 10:33
1559 | Arizona Public Service | Panda - Freedom 230kV Line Rebuild | Rebuild the Panda - Freedom 230kV line in a new alignment | To alleviate projected loading constraints on the existing Panda-Freedom line due to new high-load customers in Metro Phoenix and generation additions in the vicinity of the Gila River and Panda substations. The rebuilt line will also support continued customer growth in the Buckeye area and increase access to diverse generation resources. | Reliability | No | N/A | Transmission Line | 230 kV | Planned | Panda substation | Freedom substation | 2031 | SWAT | 40 | Arizona | Yes | David Wiley | 602-371-5997 | David.F.Wiley@aps.com | 2031-1559 | [34 empty] | 2024-01-30 10:37 |  | 2024-02-12 | 2024-01-30 10:37
1560 | Arizona Public Service | Pinnacle Peak to Ocotillo 230kV Line Rebuilds | Rebuild the two sets of double circuit lines on existing structures between Pinnacle Peak and Ocotillo substations. | To replace the existing structures between Pinnacle Peak and Ocotillo. This rebuild will replace aging towers to ensure continued reliability and safety and increase capacity in the Metro Phoenix load pocket. | Reliability | No | N/A | Transmission Line | 230 kV | Planned | Pinnacle Peak substation | Ocotillo substation | 2031 | SWAT | 100 | Arizona | Yes | David Wiley | 602-371-5997 | David.F.Wiley@aps.com | 2031-1560 | [34 empty] | 2024-01-30 10:39 |  | 2024-02-12 | 2024-01-30 10:39
1561 | Arizona Public Service | Runway - Stratus 230kV Cut-In to TS21 | Cut the Runway - Stratus 230kV line in and out of the TS21 substation. | To support the growing demand from high-load data center customers in the West Valley by connecting the TS21 substation into the 230kV network. The TS21 500/230kV substation and 230kV lines will relieve loading constraints on the Rudd substation and other 230kV lines in the West Valley. | Reliability | No | N/A | Transmission Line | 230 kV | Planned | Runway - Stratus 230kV Line | TS21 substation | 2032 | SWAT | 1 | Arizona | Yes | David Wiley | 602-371-5997 | David.F.Wiley@aps.com | 2032-1561 | [34 empty] | 2024-01-30 10:45 |  | 2024-02-12 | 2024-01-30 10:45
1562 | Arizona Public Service | TS21 to Broadway 230kV Line | Extend a new 230kV line generally east and north from TS21 substation to Broadway substation. | To support the growing demand from high-load data center customers in the West Valley by connecting the TS21 substation into the 230kV network. The TS21 500/230kV substation and 230kV lines will relieve loading constraints on the Rudd substation and other 230kV lines in the West Valley. | Reliability | No | N/A | Transmission Line | 230 kV | Planned | TS21 substation | Broadway substation | 2032 | SWAT | 6 | Arizona | Yes | David Wiley | 602-371-5997 | David.F.Wiley@aps.com | 2032-1562 | [34 empty] | 2024-01-30 10:47 |  | 2024-02-12 | 2024-01-30 10:47
1563 | Arizona Public Service | Four Corners to Cholla to Pinnacle Peak 345kV Line Rebuilds | Rebuild the two existing circuits between Four Corners substation and Pinnacle Peak substation. For most of the route, lines will be rebuilt out of lead to avoid extended system outages. | To replace existing lattice towers along the entire route. This rebuild will replace aging towers to ensure continued reliability and safety, improve deliverability into the Metro Phoenix area, and increase import capability to the Metro Phoenix area from the Cholla substation and the Four Corners region. The increase in capacity of the rebuilt lines will improve access to a diverse mix of resources from the Four Corners region and the southwest. The lines will be constructed to accommodate potential conversion to 500kV operation in the future. | Reliability | No | N/A | Transmission Line | 345 kV | Planned | Four Corners subsation | Pinnacle Peak substation | 2035 | SWAT | 578 | Multiple | Yes | David Wiley | 602-371-5997 | David.F.Wiley@aps.com | 2035-1563 | [34 empty] | 2024-01-30 10:51 |  | 2024-02-12 | 2024-01-30 10:51
1564 | Arizona Public Service | Trilby Wash to Parkway 230kV circuit #2 | Add a second circuit to the existing poles on the Trilby Wash - Parkway 230kv line | To increase load serving capability in Metro Phoenix. | Reliability | No | N/A | Transmission Line | 230 kV | Conceptual | Trilby Wash substation | Parkway substation | TBD | SWAT | 16 | Arizona | Yes | David Wiley | 602-371-5997 | David.F.Wiley@aps.com | TBD-1564 | [34 empty] | 2024-01-30 10:59 |  | 2024-02-12 | 2024-01-30 10:59
1565 | Arizona Public Service | El Sol - Contrail - TS34 - Sabre - Parkway 230kV Line Circuit #2 | Add a second circuit on the poles of the planned 230kV lines between El Sol and Parkway substations | To support additional load growth in the Metro Phoenix area | Reliability | No | N/A | Transmission Line | 230 kV | Conceptual | El Sol substation | Parkway substation | TBD | SWAT | 9 | Arizona | Yes | David Wiley | 602-371-5997 | David.F.Wiley@aps.com | TBD-1565 | [34 empty] | 2024-01-30 11:02 |  | 2024-02-12 | 2024-01-30 11:02
1566 | Arizona Public Service | Delaney to Quartzsite 500kV and 230kV Lines | Extend 500kV and 230kV lines west from Delaney to the Quartzite area. | Support future large customer and generation projects and continued APS load growth in La Paz county | Reliability | No | N/A | Transmission Line | 500 kV AC | Conceptual | Delaney substation | Quartzsite | TBD | SWAT | 80 | Arizona | Yes | David Wiley | 602-371-5997 | David.F.Wiley@aps.com | TBD-1566 | [34 empty] | 2024-01-30 11:17 |  | 2024-02-12 | 2024-01-30 11:17
1567 | Arizona Public Service | Quartzsite to Colorado River 500kV Line | Extend a new 500kV line from Quartzsite to the Colorado River substation. | To support future loads and generation in La Paz County. | Reliability | No | N/A | Transmission Line | 500 kV AC | Conceptual | Quartzsite | Colorado River substation | TBD | SWAT | 40 | Multiple | Yes | David Wiley | 602-371-5997 | David.F.Wiley@aps.com | TBD-1567 | [34 empty] | 2024-01-30 11:20 |  | 2024-02-12 | 2024-01-30 11:20
1568 | Arizona Public Service | Milligan to Pinal Central 230kV Line | Extend a line from Milligan to Pinal Central | To provide a path from the Sundance generation plant to APS facilities in Pinal County and improve reliability of the APS transmission system in Pinal County | Reliability | No | N/A | Transmission Line | 230 kV | Conceptual | Pinal Central substation | Milligan substation | TBD | SWAT | 19 | Arizona | Yes | David Wiley | 602-371-5997 | David.F.Wiley@aps.com | TBD-1568 | [34 empty] | 2024-01-30 11:24 |  | 2024-02-12 | 2024-01-30 11:24
1569 | Arizona Public Service | TS27 Switchyard and Lines | Cut the future TS27 switchyard into the Palm Valley - Trilby Wash (future Dromedary - Parkway) 230kV line. | Serve a new large load customer | Customer | No | N/A | Substation | 230 kV | Conceptual | Dromedary - Parkway 230kV line | TS27 switchyard | TBD | SWAT | N/A | Arizona | Yes | David Wiley | 602-371-5997 | David.F.Wiley@aps.com | TBD-1569 | [34 empty] | 2024-01-30 11:28 |  | 2024-02-12 | 2024-01-30 11:28
1570 | Salt River Project | Rudd 500/230 kV Transformer #6 | 6th Rudd 500/230 kV transformer, paired with #5 transformer. | Serve growing load. | Reliability | No | N/A | Substation | 500 kV AC | Planned | Rudd 500 | Rudd 230 | 2029 | SWAT | NA | Arizona | Yes | Daniel McGuire | 602.236.3818 | daniel.mcguire@srpnet.com | 2029-1570 | [34 empty] | 2024-02-21 07:53 |  | 2024-02-21 | 2024-02-21 07:53
1571 | Platte River Power Authority | Severance Solar Project | Sectionalize Carey-Ault 230kV Line with new substation to interconnect Severance solar project of 150 MW. | Provide new Energy Resource | Serve Demand | No | No | Substation | 230 kV | Under Construction | Severance Substation | Severance Substation | 2024 | CCPG | 0.75 | Colorado | Yes | Jeremy Brownrigg | 970-266-7979 | brownriggj@prpa.org | 2024-1571 | [34 empty] | 2024-02-21 12:20 |  | 2024-02-21 | 2024-02-21 12:20